## downloaded_file_127.csv
SUBJECT_ID | ImageType | Modality | Images | StudyDate | StudyDescription | SeriesDescription | SeriesNumber | Mfr | Model | software_versions | DicomObjectType | kvp | scan_options | data_collection_diameter | reconstruction_diameter | dist_source_to_detect | gantry_tilt | rotation_dir | exposure_time | table_feed_per_rot | radiopharmaceutical | total_dose | half_life | positron_fraction | fov_shape | fov_dim | coll_type | recon_diam | StudyInstanceUID | SeriesInstanceUID | Data Repository | Data Record Accession
HNSCC-01-0001 | DERIVED | PT | 150 | 1998-12-01 | PET/CT HEAD & NECK CA | PETCoronal | 601 | GE MEDICAL SYSTEMS | Discovery STE | 41.03 | Positron Emission Tomography Image Storage | [9 empty] | FDG -- fluorodeoxyglucose | 535705504 | 6588 | 0.97 | CYLINDRICAL RING | 700\153 | RING | 725.9 | 1.3.6.1.4.1.14519.5.2.1.1706.8040.313496866457711298743321192442 | 1.3.6.1.4.1.14519.5.2.1.1706.8040.185781957936988553557006908612 | TCIA | 10.7937/K9/TCIA.2017.umz8dv6s
HNSCC-01-0001 | DERIVED | PT | 150 | 1998-12-01 | PET/CT HEAD & NECK CA | PETCoronal | 601 | GE MEDICAL SYSTEMS | Discovery STE | 41.03 | Positron Emission Tomography Image Storage | [9 empty] | FDG -- fluorodeoxyglucose | 535705504 | 6588 | 0.97 | CYLINDRICAL RING | 700\153 | RING | 700 | 1.3.6.1.4.1.14519.5.2.1.1706.8040.227180113037748503185792359359 | 1.3.6.1.4.1.14519.5.2.1.1706.8040.298197162770268400301730531515 | TCIA | 10.7937/K9/TCIA.2017.umz8dv6s
HNSCC-01-0001 | ORIGINAL | PT | 223 | 1998-12-01 | PET/CT HEAD & NECK CA | PET NO AC | 5 | GE MEDICAL SYSTEMS | Discovery STE | 41.03 | Positron Emission Tomography Image Storage | [9 empty] | FDG -- fluorodeoxyglucose | 535705504 | 6588 | 0.97 | CYLINDRICAL RING | 700\153 | RING | 700 | 1.3.6.1.4.1.14519.5.2.1.1706.8040.313496866457711298743321192442 | 1.3.6.1.4.1.14519.5.2.1.1706.8040.182477636067594830828043829271 | TCIA | 10.7937/K9/TCIA.2017.umz8dv6s
HNSCC-01-0001 | ORIGINAL | CT | 223 | 1998-12-01 | PET/CT HEAD & NECK CA | CT Atten Cor Head IN | 2 | GE MEDICAL SYSTEMS | Discovery STE | petct_hl.60a | CT Image Storage | 120 | HELICAL MODE | 500 | 500 | 949.075 | 0 | CW | 566 | [9 empty] | 1.3.6.1.4.1.14519.5.2.1.1706.8040.313496866457711298743321192442 | 1.3.6.1.4.1.14519.5.2.1.1706.8040.210007744570635546166714525068 | TCIA | 10.7937/K9/TCIA.2017.umz8dv6s
HNSCC-01-0001 | ORIGINAL | PT | 93 | 1998-12-01 | PET/CT HEAD & NECK CA | PET NO AC | 5 | GE MEDICAL SYSTEMS | Discovery STE | 41.03 | Positron Emission Tomography Image Storage | [9 empty] | FDG -- fluorodeoxyglucose | 535705504 | 6588 | 0.97 | CYLINDRICAL RING | 700\153 | RING | 700 | 1.3.6.1.4.1.14519.5.2.1.1706.8040.227180113037748503185792359359 | 1.3.6.1.4.1.14519.5.2.1.1706.8040.305212762308252149853668352932 | TCIA | 10.7937/K9/TCIA.2017.umz8dv6s
HNSCC-01-0001 | ORIGINAL | PT | 223 | 1998-12-01 | PET/CT HEAD & NECK CA | PET AC | 4 | GE MEDICAL SYSTEMS | Discovery STE | 41.03 | Positron Emission Tomography Image Storage | [9 empty] | FDG -- fluorodeoxyglucose | 535705504 | 6588 | 0.97 | CYLINDRICAL RING | 700\153 | RING | 700 | 1.3.6.1.4.1.14519.5.2.1.1706.8040.313496866457711298743321192442 | 1.3.6.1.4.1.14519.5.2.1.1706.8040.477256788493480202565445213575 | TCIA | 10.7937/K9/TCIA.2017.umz8dv6s
HNSCC-01-0001 | ORIGINAL | PT | 93 | 1998-12-01 | PET/CT HEAD & NECK CA | PET AC | 4 | GE MEDICAL SYSTEMS | Discovery STE | 41.03 | Positron Emission Tomography Image Storage | [9 empty] | FDG -- fluorodeoxyglucose | 535705504 | 6588 | 0.97 | CYLINDRICAL RING | 700\153 | RING | 700 | 1.3.6.1.4.1.14519.5.2.1.1706.8040.227180113037748503185792359359 | 1.3.6.1.4.1.14519.5.2.1.1706.8040.868288851446304820044692604291 | TCIA | 10.7937/K9/TCIA.2017.umz8dv6s
HNSCC-01-0001 | NULL | RTPLAN | 1 | 1998-12-05 | RT SIMULATION | NULL | 1 | ADAC | Pinnacle3 | 9.8 | RT Plan Storage | [17 empty] | 1.3.6.1.4.1.14519.5.2.1.1706.8040.141473127645431244275904143582 | 1.3.6.1.4.1.14519.5.2.1.1706.8040.150602874655732880945154527032 | TCIA | 10.7937/K9/TCIA.2017.umz8dv6s
HNSCC-01-0001 | NULL | RTSTRUCT | 1 | 1998-12-05 | RT SIMULATION | NULL | 1 | ADAC | Pinnacle3 | 9.8 | RT Structure Set Storage | [17 empty] | 1.3.6.1.4.1.14519.5.2.1.1706.8040.141473127645431244275904143582 | 1.3.6.1.4.1.14519.5.2.1.1706.8040.244695219130951879840699778710 | TCIA | 10.7937/K9/TCIA.2017.umz8dv6s
HNSCC-01-0001 | NULL | RTDOSE | 1 | 1998-12-05 | RT SIMULATION | NULL | 1 | ADAC | Pinnacle3 | 9.8 | RT Dose Storage | [17 empty] | 1.3.6.1.4.1.14519.5.2.1.1706.8040.141473127645431244275904143582 | 1.3.6.1.4.1.14519.5.2.1.1706.8040.710917975285844947054680280727 | TCIA | 10.7937/K9/TCIA.2017.umz8dv6s
HNSCC-01-0001 | ORIGINAL | CT | 117 | 1998-12-05 | RT SIMULATION | NULL | NULL | Philips Medical Systems | PQ5000 | 4.9.1/5.0.2 | CT Image Storage | 130 |  | 480 | 480 |  | 0 | CC | [10 empty] | 1.3.6.1.4.1.14519.5.2.1.1706.8040.141473127645431244275904143582 | 1.3.6.1.4.1.14519.5.2.1.1706.8040.898612621408214889027419428768 | TCIA | 10.7937/K9/TCIA.2017.umz8dv6s
HNSCC-01-0001 | DERIVED | PT | 150 | 1999-03-27 | PET/CT HEAD & NECK CA | PETCoronal | 601 | GE MEDICAL SYSTEMS | Discovery STE | 41.03 | Positron Emission Tomography Image Storage | [9 empty] | FDG -- fluorodeoxyglucose | 534514336 | 6588 | 0.97 | CYLINDRICAL RING | 700\153 | RING | 700 | 1.3.6.1.4.1.14519.5.2.1.1706.8040.442458148121439101275970714500 | 1.3.6.1.4.1.14519.5.2.1.1706.8040.157037781170457401782698627824 | TCIA | 10.7937/K9/TCIA.2017.umz8dv6s
HNSCC-01-0001 | ORIGINAL | PT | 91 | 1999-03-27 | PET/CT HEAD & NECK CA | PET NO AC | 6 | GE MEDICAL SYSTEMS | Discovery STE | 41.03 | Positron Emission Tomography Image Storage | [9 empty] | FDG -- fluorodeoxyglucose | 534514336 | 6588 | 0.97 | CYLINDRICAL RING | 700\153 | RING | 700 | 1.3.6.1.4.1.14519.5.2.1.1706.8040.442458148121439101275970714500 | 1.3.6.1.4.1.14519.5.2.1.1706.8040.179676857865071728204685714318 | TCIA | 10.7937/K9/TCIA.2017.umz8dv6s
HNSCC-01-0001 | ORIGINAL | CT | 223 | 1999-03-27 | PET/CT HEAD & NECK CA | CT Atten Cor Head IN | 2 | GE MEDICAL SYSTEMS | Discovery STE | petct_hl.60a | CT Image Storage | 120 | HELICAL MODE | 500 | 500 | 949.075 | 0 | CW | 566 | [9 empty] | 1.3.6.1.4.1.14519.5.2.1.1706.8040.330854768746477145019619129348 | 1.3.6.1.4.1.14519.5.2.1.1706.8040.291436290464093187619122791259 | TCIA | 10.7937/K9/TCIA.2017.umz8dv6s
HNSCC-01-0001 | ORIGINAL | PT | 91 | 1999-03-27 | PET/CT HEAD & NECK CA | PET AC | 5 | GE MEDICAL SYSTEMS | Discovery STE | 41.03 | Positron Emission Tomography Image Storage | [9 empty] | FDG -- fluorodeoxyglucose | 534514336 | 6588 | 0.97 | CYLINDRICAL RING | 700\153 | RING | 700 | 1.3.6.1.4.1.14519.5.2.1.1706.8040.442458148121439101275970714500 | 1.3.6.1.4.1.14519.5.2.1.1706.8040.324195958178312580902646761630 | TCIA | 10.7937/K9/TCIA.2017.umz8dv6s
HNSCC-01-0002 | ORIGINAL | PT | 207 | 2001-10-01 | PET CT SKULL TO MID TH | PET_NO AC 3DIR | 4 | GE MEDICAL SYSTEMS | Discovery STE | 41.04 | Positron Emission Tomography Image Storage | [9 empty] | FDG -- fluorodeoxyglucose | 303415200 | 6588 | 0.97 | CYLINDRICAL RING | 700\153 | NONE | 700 | 1.3.6.1.4.1.14519.5.2.1.1706.8040.322480050525093370311128545855 | 1.3.6.1.4.1.14519.5.2.1.1706.8040.107439535001300525718983564736 | TCIA | 10.7937/K9/TCIA.2017.umz8dv6s
HNSCC-01-0002 | ORIGINAL | PT | 207 | 2001-10-01 | PET CT SKULL TO MID TH | pet_ac_3d | 5 | GE MEDICAL SYSTEMS | Discovery STE | 41.04 | Positron Emission Tomography Image Storage | [9 empty] | FDG -- fluorodeoxyglucose | 303415200 | 6588 | 0.97 | CYLINDRICAL RING | 700\153 | NONE | 700 | 1.3.6.1.4.1.14519.5.2.1.1706.8040.322480050525093370311128545855 | 1.3.6.1.4.1.14519.5.2.1.1706.8040.161256244680408540057690910569 | TCIA | 10.7937/K9/TCIA.2017.umz8dv6s
HNSCC-01-0002 | ORIGINAL | PT | 127 | 2001-10-01 | PET CT SKULL TO MID TH | PET_NAC_HEAD 3D | 10 | GE MEDICAL SYSTEMS | Discovery STE | 41.04 | Positron Emission Tomography Image Storage | [9 empty] | FDG -- fluorodeoxyglucose | 303415200 | 6588 | 0.97 | CYLINDRICAL RING | 700\153 | NONE | 700 | 1.3.6.1.4.1.14519.5.2.1.1706.8040.322480050525093370311128545855 | 1.3.6.1.4.1.14519.5.2.1.1706.8040.224990779858766856346169058529 | TCIA | 10.7937/K9/TCIA.2017.umz8dv6s
HNSCC-01-0002 | ORIGINAL | CT | 207 | 2001-10-01 | PET CT SKULL TO MID TH | CT Atten Cor Head IN | 2 | GE MEDICAL SYSTEMS | Discovery STE | 07MWHL36.4 | CT Image Storage | 120 | HELICAL MODE | 500 | 500 | 949.075 | 0 | CW | 566 | 27.5 | [8 empty] | 1.3.6.1.4.1.14519.5.2.1.1706.8040.322480050525093370311128545855 | 1.3.6.1.4.1.14519.5.2.1.1706.8040.266170699590350253641923280757 | TCIA | 10.7937/K9/TCIA.2017.umz8dv6s
HNSCC-01-0002 | ORIGINAL | PT | 127 | 2001-10-01 | PET CT SKULL TO MID TH | PET_AC_HEAD 3D | 11 | GE MEDICAL SYSTEMS | Discovery STE | 41.04 | Positron Emission Tomography Image Storage | [9 empty] | FDG -- fluorodeoxyglucose | 303415200 | 6588 | 0.97 | CYLINDRICAL RING | 700\153 | NONE | 700 | 1.3.6.1.4.1.14519.5.2.1.1706.8040.322480050525093370311128545855 | 1.3.6.1.4.1.14519.5.2.1.1706.8040.334045351846585899836969457221 | TCIA | 10.7937/K9/TCIA.2017.umz8dv6s
HNSCC-01-0002 | NULL | RTPLAN | 1 | 2001-11-20 | RT SIMULATION | NULL | 1 | ADAC | Pinnacle3 | 9.8 | RT Plan Storage | [17 empty] | 1.3.6.1.4.1.14519.5.2.1.1706.8040.221282708406812421344577157976 | 1.3.6.1.4.1.14519.5.2.1.1706.8040.194785768188358635564290964573 | TCIA | 10.7937/K9/TCIA.2017.umz8dv6s
HNSCC-01-0002 | NULL | RTSTRUCT | 1 | 2001-11-20 | RT SIMULATION | NULL | 1 | ADAC | Pinnacle3 | 9.8 | RT Structure Set Storage | [17 empty] | 1.3.6.1.4.1.14519.5.2.1.1706.8040.221282708406812421344577157976 | 1.3.6.1.4.1.14519.5.2.1.1706.8040.229947658766879287125392556680 | TCIA | 10.7937/K9/TCIA.2017.umz8dv6s
HNSCC-01-0002 | NULL | RTDOSE | 1 | 2001-11-20 | RT SIMULATION | NULL | 1 | ADAC | Pinnacle3 | 9.8 | RT Dose Storage | [17 empty] | 1.3.6.1.4.1.14519.5.2.1.1706.8040.221282708406812421344577157976 | 1.3.6.1.4.1.14519.5.2.1.1706.8040.232007722007819287356860034430 | TCIA | 10.7937/K9/TCIA.2017.umz8dv6s
HNSCC-01-0002 | ORIGINAL | CT | 123 | 2001-11-20 | RT SIMULATION | NULL | 2 | Philips | Mx8000 IDT 16 | 4.2.1 | CT Image Storage | 120 | HELIX | 500 | 500 |  | 0 | CW | [10 empty] | 1.3.6.1.4.1.14519.5.2.1.1706.8040.221282708406812421344577157976 | 1.3.6.1.4.1.14519.5.2.1.1706.8040.567721318454427129725747157922 | TCIA | 10.7937/K9/TCIA.2017.umz8dv6s
HNSCC-01-0002 | ORIGINAL | CT | 207 | 2003-12-03 | PET/CT HEAD & NECK CA | CT Atten soft | 2 | GE MEDICAL SYSTEMS | Discovery RX | dm09_hl2sp1.23 | CT Image Storage | 120 | HELICAL MODE | 500 | 500 | 949.075 | 0 | CW | 566 | 27.5 | [8 empty] | 1.3.6.1.4.1.14519.5.2.1.1706.8040.139874842595565643423681139018 | 1.3.6.1.4.1.14519.5.2.1.1706.8040.112597057989899986209587584497 | TCIA | 10.7937/K9/TCIA.2017.umz8dv6s
HNSCC-01-0002 | ORIGINAL | PT | 207 | 2003-12-03 | PET/CT HEAD & NECK CA | pet_ac_3d | 5 | GE MEDICAL SYSTEMS | Discovery RX | 41.04 | Positron Emission Tomography Image Storage | [9 empty] | FDG -- fluorodeoxyglucose | 517850624 | 6588 | 0.97 | CYLINDRICAL RING | 700\153 | NONE | 700 | 1.3.6.1.4.1.14519.5.2.1.1706.8040.139874842595565643423681139018 | 1.3.6.1.4.1.14519.5.2.1.1706.8040.201196818820444381574290182096 | TCIA | 10.7937/K9/TCIA.2017.umz8dv6s
HNSCC-01-0002 | ORIGINAL | PT | 207 | 2003-12-03 | PET/CT HEAD & NECK CA | PET_NO AC 3DIR | 4 | GE MEDICAL SYSTEMS | Discovery RX | 41.04 | Positron Emission Tomography Image Storage | [9 empty] | FDG -- fluorodeoxyglucose | 517850624 | 6588 | 0.97 | CYLINDRICAL RING | 700\153 | NONE | 700 | 1.3.6.1.4.1.14519.5.2.1.1706.8040.139874842595565643423681139018 | 1.3.6.1.4.1.14519.5.2.1.1706.8040.250136990542363741129290186429 | TCIA | 10.7937/K9/TCIA.2017.umz8dv6s
HNSCC-01-0002 | ORIGINAL | PT | 127 | 2003-12-03 | PET/CT HEAD & NECK CA | pet_ac_3d_H&N | 11 | GE MEDICAL SYSTEMS | Discovery RX | 41.04 | Positron Emission Tomography Image Storage | [9 empty] | FDG -- fluorodeoxyglucose | 517850624 | 6588 | 0.97 | CYLINDRICAL RING | 700\153 | NONE | 700 | 1.3.6.1.4.1.14519.5.2.1.1706.8040.139874842595565643423681139018 | 1.3.6.1.4.1.14519.5.2.1.1706.8040.254648415091702126134240842486 | TCIA | 10.7937/K9/TCIA.2017.umz8dv6s
HNSCC-01-0002 | ORIGINAL | PT | 127 | 2003-12-03 | PET/CT HEAD & NECK CA | PET_NO AC 3DIR_H&N | 10 | GE MEDICAL SYSTEMS | Discovery RX | 41.04 | Positron Emission Tomography Image Storage | [9 empty] | FDG -- fluorodeoxyglucose | 517850624 | 6588 | 0.97 | CYLINDRICAL RING | 700\153 | NONE | 700 | 1.3.6.1.4.1.14519.5.2.1.1706.8040.139874842595565643423681139018 | 1.3.6.1.4.1.14519.5.2.1.1706.8040.442664438758160615755432440017 | TCIA | 10.7937/K9/TCIA.2017.umz8dv6s
HNSCC-01-0002 | ORIGINAL | MR | 28 | 2004-10-19 | MRI ORB,FACE,AND/OR NE | AX T2 NECK | 2 | GE MEDICAL SYSTEMS | GENESIS_SIGNA | 9 | MR Image Storage | [17 empty] | 1.3.6.1.4.1.14519.5.2.1.1706.8040.314146646375262768227954075029 | 1.3.6.1.4.1.14519.5.2.1.1706.8040.102591605047410350197979971578 | TCIA | 10.7937/K9/TCIA.2017.umz8dv6s
HNSCC-01-0002 | ORIGINAL | MR | 36 | 2004-10-19 | MRI ORB,FACE,AND/OR NE | POST SAGITAL | 7 | GE MEDICAL SYSTEMS | GENESIS_SIGNA | 9 | MR Image Storage | [17 empty] | 1.3.6.1.4.1.14519.5.2.1.1706.8040.314146646375262768227954075029 | 1.3.6.1.4.1.14519.5.2.1.1706.8040.163481860221543875089697971749 | TCIA | 10.7937/K9/TCIA.2017.umz8dv6s
HNSCC-01-0002 | ORIGINAL | MR | 32 | 2004-10-19 | MRI ORB,FACE,AND/OR NE | POST CORONAL | 6 | GE MEDICAL SYSTEMS | GENESIS_SIGNA | 9 | MR Image Storage | [17 empty] | 1.3.6.1.4.1.14519.5.2.1.1706.8040.314146646375262768227954075029 | 1.3.6.1.4.1.14519.5.2.1.1706.8040.184668928933320343880835381717 | TCIA | 10.7937/K9/TCIA.2017.umz8dv6s
HNSCC-01-0002 | ORIGINAL | MR | 27 | 2004-10-19 | MRI ORB,FACE,AND/OR NE | AXIAL T2 | 4 | GE MEDICAL SYSTEMS | GENESIS_SIGNA | 9 | MR Image Storage | [17 empty] | 1.3.6.1.4.1.14519.5.2.1.1706.8040.314146646375262768227954075029 | 1.3.6.1.4.1.14519.5.2.1.1706.8040.216931902236388382404424917474 | TCIA | 10.7937/K9/TCIA.2017.umz8dv6s
HNSCC-01-0002 | ORIGINAL | MR | 27 | 2004-10-19 | MRI ORB,FACE,AND/OR NE | LOC | 1 | GE MEDICAL SYSTEMS | GENESIS_SIGNA | 9 | MR Image Storage | [17 empty] | 1.3.6.1.4.1.14519.5.2.1.1706.8040.314146646375262768227954075029 | 1.3.6.1.4.1.14519.5.2.1.1706.8040.221816161134269395774242568031 | TCIA | 10.7937/K9/TCIA.2017.umz8dv6s
HNSCC-01-0002 | ORIGINAL | MR | 27 | 2004-10-19 | MRI ORB,FACE,AND/OR NE | AXIAL T1 | 3 | GE MEDICAL SYSTEMS | GENESIS_SIGNA | 9 | MR Image Storage | [17 empty] | 1.3.6.1.4.1.14519.5.2.1.1706.8040.314146646375262768227954075029 | 1.3.6.1.4.1.14519.5.2.1.1706.8040.664729142261691581367497659734 | TCIA | 10.7937/K9/TCIA.2017.umz8dv6s
HNSCC-01-0002 | ORIGINAL | MR | 27 | 2004-10-19 | MRI ORB,FACE,AND/OR NE | POST AXIAL | 5 | GE MEDICAL SYSTEMS | GENESIS_SIGNA | 9 | MR Image Storage | [17 empty] | 1.3.6.1.4.1.14519.5.2.1.1706.8040.314146646375262768227954075029 | 1.3.6.1.4.1.14519.5.2.1.1706.8040.800491540682763748098244988228 | TCIA | 10.7937/K9/TCIA.2017.umz8dv6s
HNSCC-01-0003 | ORIGINAL | PT | 127 | 2001-10-30 | PET/CT HEAD & NECK CA | PET_NAC_HEAD 3D | 10 | GE MEDICAL SYSTEMS | Discovery STE | 41.04 | Positron Emission Tomography Image Storage | [9 empty] | FDG -- fluorodeoxyglucose | 389615264 | 6588 | 0.97 | CYLINDRICAL RING | 700\153 | NONE | 700 | 1.3.6.1.4.1.14519.5.2.1.1706.8040.962579736862262903306062954095 | 1.3.6.1.4.1.14519.5.2.1.1706.8040.177150071658896959703686478529 | TCIA | 10.7937/K9/TCIA.2017.umz8dv6s
HNSCC-01-0003 | ORIGINAL | PT | 127 | 2001-10-30 | PET/CT HEAD & NECK CA | PET_AC_HEAD 3D | 11 | GE MEDICAL SYSTEMS | Discovery STE | 41.04 | Positron Emission Tomography Image Storage | [9 empty] | FDG -- fluorodeoxyglucose | 389615264 | 6588 | 0.97 | CYLINDRICAL RING | 700\153 | NONE | 700 | 1.3.6.1.4.1.14519.5.2.1.1706.8040.962579736862262903306062954095 | 1.3.6.1.4.1.14519.5.2.1.1706.8040.179496032052391248645447231096 | TCIA | 10.7937/K9/TCIA.2017.umz8dv6s
HNSCC-01-0003 | ORIGINAL | PT | 207 | 2001-10-30 | PET/CT HEAD & NECK CA | PET_NO AC 3DIR | 4 | GE MEDICAL SYSTEMS | Discovery STE | 41.04 | Positron Emission Tomography Image Storage | [9 empty] | FDG -- fluorodeoxyglucose | 389615264 | 6588 | 0.97 | CYLINDRICAL RING | 700\153 | NONE | 700 | 1.3.6.1.4.1.14519.5.2.1.1706.8040.962579736862262903306062954095 | 1.3.6.1.4.1.14519.5.2.1.1706.8040.233275154423399729035328605343 | TCIA | 10.7937/K9/TCIA.2017.umz8dv6s
HNSCC-01-0003 | ORIGINAL | PT | 207 | 2001-10-30 | PET/CT HEAD & NECK CA | pet_ac_3d | 5 | GE MEDICAL SYSTEMS | Discovery STE | 41.04 | Positron Emission Tomography Image Storage | [9 empty] | FDG -- fluorodeoxyglucose | 389615264 | 6588 | 0.97 | CYLINDRICAL RING | 700\153 | NONE | 700 | 1.3.6.1.4.1.14519.5.2.1.1706.8040.962579736862262903306062954095 | 1.3.6.1.4.1.14519.5.2.1.1706.8040.270946858250293919501102299680 | TCIA | 10.7937/K9/TCIA.2017.umz8dv6s
HNSCC-01-0003 | ORIGINAL | CT | 207 | 2001-10-30 | PET/CT HEAD & NECK CA | CT Atten Cor Head IN | 2 | GE MEDICAL SYSTEMS | Discovery STE | 07MWHL36.4 | CT Image Storage | 120 | HELICAL MODE | 500 | 500 | 949.075 | 0 | CW | 566 | 27.5 | [8 empty] | 1.3.6.1.4.1.14519.5.2.1.1706.8040.962579736862262903306062954095 | 1.3.6.1.4.1.14519.5.2.1.1706.8040.305966807116554961742962214516 | TCIA | 10.7937/K9/TCIA.2017.umz8dv6s
HNSCC-01-0003 | NULL | RTPLAN | 1 | 2001-11-20 | RT SIMULATION | NULL | 1 | ADAC | Pinnacle3 | 9.8 | RT Plan Storage | [17 empty] | 1.3.6.1.4.1.14519.5.2.1.1706.8040.193281877527999776490252130560 | 1.3.6.1.4.1.14519.5.2.1.1706.8040.191266463462143255770097443387 | TCIA | 10.7937/K9/TCIA.2017.umz8dv6s
HNSCC-01-0003 | NULL | RTSTRUCT | 1 | 2001-11-20 | RT SIMULATION | NULL | 1 | ADAC | Pinnacle3 | 9.8 | RT Structure Set Storage | [17 empty] | 1.3.6.1.4.1.14519.5.2.1.1706.8040.193281877527999776490252130560 | 1.3.6.1.4.1.14519.5.2.1.1706.8040.311880926362217669020488701124 | TCIA | 10.7937/K9/TCIA.2017.umz8dv6s
HNSCC-01-0003 | NULL | RTDOSE | 1 | 2001-11-20 | RT SIMULATION | NULL | 1 | ADAC | Pinnacle3 | 9.8 | RT Dose Storage | [17 empty] | 1.3.6.1.4.1.14519.5.2.1.1706.8040.193281877527999776490252130560 | 1.3.6.1.4.1.14519.5.2.1.1706.8040.710580235274576097598507700942 | TCIA | 10.7937/K9/TCIA.2017.umz8dv6s
HNSCC-01-0003 | ORIGINAL | CT | 156 | 2001-11-20 | RT SIMULATION | NULL | 3 | Philips | Brilliance 64 | 2.3.0 | CT Image Storage | 120 | HELIX | 500 | 500 |  | 0 | CW | [10 empty] | 1.3.6.1.4.1.14519.5.2.1.1706.8040.193281877527999776490252130560 | 1.3.6.1.4.1.14519.5.2.1.1706.8040.121092678842344819552355665075 | TCIA | 10.7937/K9/TCIA.2017.umz8dv6s
HNSCC-01-0003 | ORIGINAL | PT | 127 | 2002-06-09 | PET/CT HEAD & NECK CA | PET_AC_HEAD 3D | 13 | GE MEDICAL SYSTEMS | Discovery STE | 41.04 | Positron Emission Tomography Image Storage | [9 empty] | FDG -- fluorodeoxyglucose | 417896736 | 6588 | 0.97 | CYLINDRICAL RING | 700\153 | NONE | 700 | 1.3.6.1.4.1.14519.5.2.1.1706.8040.360024094962932649896290019218 | 1.3.6.1.4.1.14519.5.2.1.1706.8040.173776543118916915182284649674 | TCIA | 10.7937/K9/TCIA.2017.umz8dv6s
HNSCC-01-0003 | ORIGINAL | PT | 207 | 2002-06-09 | PET/CT HEAD & NECK CA | PET_NO AC 3DIR | 6 | GE MEDICAL SYSTEMS | Discovery STE | 41.04 | Positron Emission Tomography Image Storage | [9 empty] | FDG -- fluorodeoxyglucose | 417896736 | 6588 | 0.97 | CYLINDRICAL RING | 700\153 | NONE | 700 | 1.3.6.1.4.1.14519.5.2.1.1706.8040.360024094962932649896290019218 | 1.3.6.1.4.1.14519.5.2.1.1706.8040.239247254899484665428261919052 | TCIA | 10.7937/K9/TCIA.2017.umz8dv6s
HNSCC-01-0003 | ORIGINAL | PT | 207 | 2002-06-09 | PET/CT HEAD & NECK CA | pet_ac_3d | 7 | GE MEDICAL SYSTEMS | Discovery STE | 41.04 | Positron Emission Tomography Image Storage | [9 empty] | FDG -- fluorodeoxyglucose | 417896736 | 6588 | 0.97 | CYLINDRICAL RING | 700\153 | NONE | 700 | 1.3.6.1.4.1.14519.5.2.1.1706.8040.360024094962932649896290019218 | 1.3.6.1.4.1.14519.5.2.1.1706.8040.265136637700569643732914794900 | TCIA | 10.7937/K9/TCIA.2017.umz8dv6s
HNSCC-01-0003 | ORIGINAL | PT | 47 | 2002-06-09 | PET/CT HEAD & NECK CA | PET_NO AC 3DIR | 4 | GE MEDICAL SYSTEMS | Discovery STE | 41.04 | Positron Emission Tomography Image Storage | [9 empty] | FDG -- fluorodeoxyglucose | 417896736 | 6588 | 0.97 | CYLINDRICAL RING | 700\153 | NONE | 700 | 1.3.6.1.4.1.14519.5.2.1.1706.8040.360024094962932649896290019218 | 1.3.6.1.4.1.14519.5.2.1.1706.8040.306159601252200117906937655240 | TCIA | 10.7937/K9/TCIA.2017.umz8dv6s
HNSCC-01-0003 | ORIGINAL | CT | 207 | 2002-06-09 | PET/CT HEAD & NECK CA | CT Atten Cor Head IN | 2 | GE MEDICAL SYSTEMS | Discovery STE | 07MWHL36.4 | CT Image Storage | 120 | HELICAL MODE | 500 | 500 | 949.075 | 0 | CW | 566 | 27.5 | [8 empty] | 1.3.6.1.4.1.14519.5.2.1.1706.8040.360024094962932649896290019218 | 1.3.6.1.4.1.14519.5.2.1.1706.8040.307526506949445045554325381721 | TCIA | 10.7937/K9/TCIA.2017.umz8dv6s
HNSCC-01-0003 | ORIGINAL | PT | 127 | 2002-06-09 | PET/CT HEAD & NECK CA | PET_NAC_HEAD 3D | 12 | GE MEDICAL SYSTEMS | Discovery STE | 41.04 | Positron Emission Tomography Image Storage | [9 empty] | FDG -- fluorodeoxyglucose | 417896736 | 6588 | 0.97 | CYLINDRICAL RING | 700\153 | NONE | 700 | 1.3.6.1.4.1.14519.5.2.1.1706.8040.360024094962932649896290019218 | 1.3.6.1.4.1.14519.5.2.1.1706.8040.309167335779228380609271504673 | TCIA | 10.7937/K9/TCIA.2017.umz8dv6s
HNSCC-01-0003 | ORIGINAL | PT | 47 | 2002-06-09 | PET/CT HEAD & NECK CA | pet_ac_3d | 5 | GE MEDICAL SYSTEMS | Discovery STE | 41.04 | Positron Emission Tomography Image Storage | [9 empty] | FDG -- fluorodeoxyglucose | 417896736 | 6588 | 0.97 | CYLINDRICAL RING | 700\153 | NONE | 700 | 1.3.6.1.4.1.14519.5.2.1.1706.8040.360024094962932649896290019218 | 1.3.6.1.4.1.14519.5.2.1.1706.8040.901325843019334851785677292035 | TCIA | 10.7937/K9/TCIA.2017.umz8dv6s
HNSCC-01-0004 | NULL | RTPLAN | 1 | 1996-08-24 | RT SIMULATION | NULL | 1 | ADAC | Pinnacle3 | 9.8 | RT Plan Storage | [17 empty] | 1.3.6.1.4.1.14519.5.2.1.1706.8040.300768182784005774906753572882 | 1.3.6.1.4.1.14519.5.2.1.1706.8040.110319835784374011015294150674 | TCIA | 10.7937/K9/TCIA.2017.umz8dv6s
HNSCC-01-0004 | NULL | RTDOSE | 1 | 1996-08-24 | RT SIMULATION | NULL | 1 | ADAC | Pinnacle3 | 9.8 | RT Dose Storage | [17 empty] | 1.3.6.1.4.1.14519.5.2.1.1706.8040.300768182784005774906753572882 | 1.3.6.1.4.1.14519.5.2.1.1706.8040.185695540184887263507792609302 | TCIA | 10.7937/K9/TCIA.2017.umz8dv6s
HNSCC-01-0004 | NULL | RTSTRUCT | 1 | 1996-08-24 | RT SIMULATION | NULL | 1 | ADAC | Pinnacle3 | 9.8 | RT Structure Set Storage | [17 empty] | 1.3.6.1.4.1.14519.5.2.1.1706.8040.300768182784005774906753572882 | 1.3.6.1.4.1.14519.5.2.1.1706.8040.224296515413898283468815896097 | TCIA | 10.7937/K9/TCIA.2017.umz8dv6s
HNSCC-01-0004 | ORIGINAL | CT | 130 | 1996-08-24 | RT SIMULATION | NULL | 10 | GE MEDICAL SYSTEMS | NULL | NULL | CT Image Storage | [17 empty] | 1.3.6.1.4.1.14519.5.2.1.1706.8040.300768182784005774906753572882 | 1.3.6.1.4.1.14519.5.2.1.1706.8040.315422244521873185753680274926 | TCIA | 10.7937/K9/TCIA.2017.umz8dv6s
HNSCC-01-0004 | ORIGINAL | PT | 60 | 1996-08-28 | PET, HEAD & NECK RESTA | PET AC | 360330733 | GE MEDICAL SYSTEMS | NULL | 26.03 | Positron Emission Tomography Image Storage | [9 empty] | FDG -- fluorodeoxyglucose | 555406982.4219 | 6588 | 0.97 | CYLINDRICAL RING | 700\157 | RING | 700 | 1.3.6.1.4.1.14519.5.2.1.1706.8040.579483335674111047717118119680 | 1.3.6.1.4.1.14519.5.2.1.1706.8040.195564208026040287282261702183 | TCIA | 10.7937/K9/TCIA.2017.umz8dv6s
HNSCC-01-0004 | ORIGINAL | CT | 311 | 1996-08-28 | PET, HEAD & NECK RESTA | CT Atten Cor Head In | 2 | GE MEDICAL SYSTEMS | Discovery ST | LightSpeedAppsctrwm3.2b_2.9K.IRIX646.5 | CT Image Storage | 120 | HELICAL MODE | 500 | 500 | 949.075 | 0 | CW | 1082 | [9 empty] | 1.3.6.1.4.1.14519.5.2.1.1706.8040.579483335674111047717118119680 | 1.3.6.1.4.1.14519.5.2.1.1706.8040.325276073043888373155407018106 | TCIA | 10.7937/K9/TCIA.2017.umz8dv6s
HNSCC-01-0004 | ORIGINAL | PT | 128 | 1996-08-28 | PET, HEAD & NECK RESTA | CORONAL TOMO | 333091555 | GE MEDICAL SYSTEMS | NULL | 26.03 | Positron Emission Tomography Image Storage | [9 empty] | FDG -- fluorodeoxyglucose | 555406982.4219 | 6588 | 0.97 | CYLINDRICAL RING | 700\157 | RING | 700 | 1.3.6.1.4.1.14519.5.2.1.1706.8040.579483335674111047717118119680 | 1.3.6.1.4.1.14519.5.2.1.1706.8040.332390851634244794745094841929 | TCIA | 10.7937/K9/TCIA.2017.umz8dv6s
HNSCC-01-0004 | ORIGINAL | PT | 311 | 1996-08-28 | PET, HEAD & NECK RESTA | PET AC rad onc | NULL | GE MEDICAL SYSTEMS | Discovery ST | 26.03 | Positron Emission Tomography Image Storage | [9 empty] | FDG -- fluorodeoxyglucose | 545112832 | 6588 | 0.97 | CYLINDRICAL RING | 700\157 | RING | 500 | 1.3.6.1.4.1.14519.5.2.1.1706.8040.579483335674111047717118119680 | 1.3.6.1.4.1.14519.5.2.1.1706.8040.337837049268502900044756769846 | TCIA | 10.7937/K9/TCIA.2017.umz8dv6s
HNSCC-01-0004 | ORIGINAL | PT | 311 | 1996-08-28 | PET, HEAD & NECK RESTA | PET AC | NULL | GE MEDICAL SYSTEMS | Discovery ST | 26.03 | Positron Emission Tomography Image Storage | [9 empty] | FDG -- fluorodeoxyglucose | 545112832 | 6588 | 0.97 | CYLINDRICAL RING | 700\157 | RING | 700 | 1.3.6.1.4.1.14519.5.2.1.1706.8040.579483335674111047717118119680 | 1.3.6.1.4.1.14519.5.2.1.1706.8040.338835937152616556432677523493 | TCIA | 10.7937/K9/TCIA.2017.umz8dv6s
HNSCC-01-0004 | ORIGINAL | PT | 311 | 1996-08-28 | PET, HEAD & NECK RESTA | No AC Recon | NULL | GE MEDICAL SYSTEMS | Discovery ST | 26.03 | Positron Emission Tomography Image Storage | [9 empty] | FDG -- fluorodeoxyglucose | 545112832 | 6588 | 0.97 | CYLINDRICAL RING | 700\157 | RING | 700 | 1.3.6.1.4.1.14519.5.2.1.1706.8040.579483335674111047717118119680 | 1.3.6.1.4.1.14519.5.2.1.1706.8040.412384140872440220247561249954 | TCIA | 10.7937/K9/TCIA.2017.umz8dv6s
HNSCC-01-0004 | ORIGINAL | PT | 128 | 1997-05-11 | PET,NSCLC INITIAL STAG | CORONAL TOMO | 947745342 | GE MEDICAL SYSTEMS | NULL | 26.14 | Positron Emission Tomography Image Storage | [9 empty] | FDG -- fluorodeoxyglucose | 706700012.207 | 6588 | 0.97 | CYLINDRICAL RING | 700\157 | RING | 700 | 1.3.6.1.4.1.14519.5.2.1.1706.8040.153831043243679561512198593153 | 1.3.6.1.4.1.14519.5.2.1.1706.8040.163914775593884454501688301998 | TCIA | 10.7937/K9/TCIA.2017.umz8dv6s
HNSCC-01-0004 | ORIGINAL | CT | 311 | 1997-05-11 | PET,NSCLC INITIAL STAG | CT Atten Cor Head In | 2 | GE MEDICAL SYSTEMS | Discovery ST | LightSpeedAppsdstm5_goc1_11D_R2.9N.IRIX646.5 | CT Image Storage | 120 | HELICAL MODE | 500 | 500 | 949.075 | 0 | CW | 675 | [9 empty] | 1.3.6.1.4.1.14519.5.2.1.1706.8040.153831043243679561512198593153 | 1.3.6.1.4.1.14519.5.2.1.1706.8040.199123800336712261688663350366 | TCIA | 10.7937/K9/TCIA.2017.umz8dv6s
HNSCC-01-0004 | ORIGINAL | PT | 311 | 1997-05-11 | PET,NSCLC INITIAL STAG | PET AC | 1 | GE MEDICAL SYSTEMS | Discovery ST | 26.14 | Positron Emission Tomography Image Storage | [9 empty] | FDG -- fluorodeoxyglucose | 691899328 | 6588 | 0.97 | CYLINDRICAL RING | 700\157 | RING | 700 | 1.3.6.1.4.1.14519.5.2.1.1706.8040.153831043243679561512198593153 | 1.3.6.1.4.1.14519.5.2.1.1706.8040.235939112064367750978927083777 | TCIA | 10.7937/K9/TCIA.2017.umz8dv6s
HNSCC-01-0004 | ORIGINAL | PT | 311 | 1997-05-11 | PET,NSCLC INITIAL STAG | No AC Recon | 2 | GE MEDICAL SYSTEMS | Discovery ST | 26.14 | Positron Emission Tomography Image Storage | [9 empty] | FDG -- fluorodeoxyglucose | 691899328 | 6588 | 0.97 | CYLINDRICAL RING | 700\157 | RING | 700 | 1.3.6.1.4.1.14519.5.2.1.1706.8040.153831043243679561512198593153 | 1.3.6.1.4.1.14519.5.2.1.1706.8040.745156661906074351570046665178 | TCIA | 10.7937/K9/TCIA.2017.umz8dv6s
HNSCC-01-0005 | NULL | RTDOSE | 1 | 1998-01-19 | RT SIMULATION | NULL | 1 | ADAC | Pinnacle3 | 9.8 | RT Dose Storage | [17 empty] | 1.3.6.1.4.1.14519.5.2.1.1706.8040.135679639275842854871563239358 | 1.3.6.1.4.1.14519.5.2.1.1706.8040.171548388905726749589836986559 | TCIA | 10.7937/K9/TCIA.2017.umz8dv6s
HNSCC-01-0005 | NULL | RTPLAN | 1 | 1998-01-19 | RT SIMULATION | NULL | 1 | ADAC | Pinnacle3 | 9.8 | RT Plan Storage | [17 empty] | 1.3.6.1.4.1.14519.5.2.1.1706.8040.135679639275842854871563239358 | 1.3.6.1.4.1.14519.5.2.1.1706.8040.311332308559828468931059231823 | TCIA | 10.7937/K9/TCIA.2017.umz8dv6s
HNSCC-01-0005 | NULL | RTSTRUCT | 1 | 1998-01-19 | RT SIMULATION | NULL | 1 | ADAC | Pinnacle3 | 9.8 | RT Structure Set Storage | [17 empty] | 1.3.6.1.4.1.14519.5.2.1.1706.8040.135679639275842854871563239358 | 1.3.6.1.4.1.14519.5.2.1.1706.8040.458338964033919763152735733155 | TCIA | 10.7937/K9/TCIA.2017.umz8dv6s
HNSCC-01-0005 | ORIGINAL | CT | 348 | 1998-01-19 | RT SIMULATION | NULL | 10 | GE MEDICAL SYSTEMS | NULL | NULL | CT Image Storage | [17 empty] | 1.3.6.1.4.1.14519.5.2.1.1706.8040.135679639275842854871563239358 | 1.3.6.1.4.1.14519.5.2.1.1706.8040.218267768790840564406414479230 | TCIA | 10.7937/K9/TCIA.2017.umz8dv6s
HNSCC-01-0005 | ORIGINAL | CT | 91 | 2000-03-27 | PET/CT HEAD & NECK CA | CT Atten Cor H&N | 7 | GE MEDICAL SYSTEMS | Discovery RX | pet_vct_hp.80 | CT Image Storage | 100 | HELICAL MODE | 500 | 500 | 949.075 | 0 | CW | 566 | 27.5 | [8 empty] | 1.3.6.1.4.1.14519.5.2.1.1706.8040.204916281087306391199426750813 | 1.3.6.1.4.1.14519.5.2.1.1706.8040.271889917637827446553464829583 | TCIA | 10.7937/K9/TCIA.2017.umz8dv6s
HNSCC-01-0005 | ORIGINAL | PT | 91 | 2000-03-27 | PET/CT HEAD & NECK CA | PET_AC_HEAD | 10 | GE MEDICAL SYSTEMS | Discovery RX | 41.04 | Positron Emission Tomography Image Storage | [9 empty] | FDG -- fluorodeoxyglucose | 523484992 | 6588 | 0.97 | CYLINDRICAL RING | 700\153 | RING | 700 | 1.3.6.1.4.1.14519.5.2.1.1706.8040.204916281087306391199426750813 | 1.3.6.1.4.1.14519.5.2.1.1706.8040.418032088978971916215947188268 | TCIA | 10.7937/K9/TCIA.2017.umz8dv6s
HNSCC-01-0005 | ORIGINAL | PT | 223 | 2000-03-27 | PET/CT HEAD & NECK CA | PET_AC | 4 | GE MEDICAL SYSTEMS | Discovery RX | 41.04 | Positron Emission Tomography Image Storage | [9 empty] | FDG -- fluorodeoxyglucose | 523484992 | 6588 | 0.97 | CYLINDRICAL RING | 700\153 | RING | 700 | 1.3.6.1.4.1.14519.5.2.1.1706.8040.204916281087306391199426750813 | 1.3.6.1.4.1.14519.5.2.1.1706.8040.497844321947832548507656611970 | TCIA | 10.7937/K9/TCIA.2017.umz8dv6s
HNSCC-01-0005 | ORIGINAL | CT | 223 | 2000-03-27 | PET/CT HEAD & NECK CA | CT Atten Cor Head IN | 2 | GE MEDICAL SYSTEMS | Discovery RX | pet_vct_hp.80 | CT Image Storage | 120 | HELICAL MODE | 500 | 500 | 949.075 | 0 | CW | 566 | 27.5 | [8 empty] | 1.3.6.1.4.1.14519.5.2.1.1706.8040.204916281087306391199426750813 | 1.3.6.1.4.1.14519.5.2.1.1706.8040.962812850023122412144304079922 | TCIA | 10.7937/K9/TCIA.2017.umz8dv6s
HNSCC-01-0006 | NULL | RTSTRUCT | 1 | 1997-06-09 | RT SIMULATION | NULL | 1 | ADAC | Pinnacle3 | 9.8 | RT Structure Set Storage | [17 empty] | 1.3.6.1.4.1.14519.5.2.1.1706.8040.337695080224235024220045057410 | 1.3.6.1.4.1.14519.5.2.1.1706.8040.113450109661418813906887609366 | TCIA | 10.7937/K9/TCIA.2017.umz8dv6s
HNSCC-01-0006 | NULL | RTDOSE | 1 | 1997-06-09 | RT SIMULATION | NULL | 1 | ADAC | Pinnacle3 | 9.8 | RT Dose Storage | [17 empty] | 1.3.6.1.4.1.14519.5.2.1.1706.8040.337695080224235024220045057410 | 1.3.6.1.4.1.14519.5.2.1.1706.8040.175810814985661067200006306459 | TCIA | 10.7937/K9/TCIA.2017.umz8dv6s
HNSCC-01-0006 | NULL | RTPLAN | 1 | 1997-06-09 | RT SIMULATION | NULL | 1 | ADAC | Pinnacle3 | 9.8 | RT Plan Storage | [17 empty] | 1.3.6.1.4.1.14519.5.2.1.1706.8040.337695080224235024220045057410 | 1.3.6.1.4.1.14519.5.2.1.1706.8040.195384072565487385422355931682 | TCIA | 10.7937/K9/TCIA.2017.umz8dv6s
HNSCC-01-0006 | ORIGINAL | CT | 168 | 1997-06-09 | RT SIMULATION | NULL | 10 | GE MEDICAL SYSTEMS | NULL | NULL | CT Image Storage | [17 empty] | 1.3.6.1.4.1.14519.5.2.1.1706.8040.337695080224235024220045057410 | 1.3.6.1.4.1.14519.5.2.1.1706.8040.253414980550677872116743341643 | TCIA | 10.7937/K9/TCIA.2017.umz8dv6s
HNSCC-01-0006 | ORIGINAL | PT | 128 | 1997-06-11 | PET,HEAD & NECK CA RES | CORONAL TOMO | 591635949 | GE MEDICAL SYSTEMS | NULL | 26.14 | Positron Emission Tomography Image Storage | [9 empty] | FDG -- fluorodeoxyglucose | 667480041.5039 | 6588 | 0.97 | CYLINDRICAL RING | 700\157 | RING | 700 | 1.3.6.1.4.1.14519.5.2.1.1706.8040.219943849633542500461424598488 | 1.3.6.1.4.1.14519.5.2.1.1706.8040.233573822811101703156910315151 | TCIA | 10.7937/K9/TCIA.2017.umz8dv6s
HNSCC-01-0006 | ORIGINAL | PT | 311 | 1997-06-11 | PET,HEAD & NECK CA RES | No AC Recon | NULL | GE MEDICAL SYSTEMS | Discovery ST | 26.14 | Positron Emission Tomography Image Storage | [9 empty] | FDG -- fluorodeoxyglucose | 665394944 | 6588 | 0.97 | CYLINDRICAL RING | 700\157 | RING | 700 | 1.3.6.1.4.1.14519.5.2.1.1706.8040.219943849633542500461424598488 | 1.3.6.1.4.1.14519.5.2.1.1706.8040.257993669734334820858785286235 | TCIA | 10.7937/K9/TCIA.2017.umz8dv6s
HNSCC-01-0006 | ORIGINAL | PT | 32 | 1997-06-11 | PET,HEAD & NECK CA RES | MIP | 123 | GE MEDICAL SYSTEMS | NULL | 26.14 | Positron Emission Tomography Image Storage | [9 empty] | FDG -- fluorodeoxyglucose | 667480041.5039 | 6588 | 0.97 | CYLINDRICAL RING | 700\157 | RING | 700 | 1.3.6.1.4.1.14519.5.2.1.1706.8040.219943849633542500461424598488 | 1.3.6.1.4.1.14519.5.2.1.1706.8040.310398714065606620178359003113 | TCIA | 10.7937/K9/TCIA.2017.umz8dv6s
HNSCC-01-0006 | ORIGINAL | PT | 311 | 1997-06-11 | PET,HEAD & NECK CA RES | PET AC rad onc | NULL | GE MEDICAL SYSTEMS | Discovery ST | 26.14 | Positron Emission Tomography Image Storage | [9 empty] | FDG -- fluorodeoxyglucose | 665394944 | 6588 | 0.97 | CYLINDRICAL RING | 700\157 | RING | 500 | 1.3.6.1.4.1.14519.5.2.1.1706.8040.219943849633542500461424598488 | 1.3.6.1.4.1.14519.5.2.1.1706.8040.319851914088623306278406774136 | TCIA | 10.7937/K9/TCIA.2017.umz8dv6s
HNSCC-01-0006 | ORIGINAL | PT | 311 | 1997-06-11 | PET,HEAD & NECK CA RES | PET AC | NULL | GE MEDICAL SYSTEMS | Discovery ST | 26.14 | Positron Emission Tomography Image Storage | [9 empty] | FDG -- fluorodeoxyglucose | 665394944 | 6588 | 0.97 | CYLINDRICAL RING | 700\157 | RING | 700 | 1.3.6.1.4.1.14519.5.2.1.1706.8040.219943849633542500461424598488 | 1.3.6.1.4.1.14519.5.2.1.1706.8040.648228250486220728302203081675 | TCIA | 10.7937/K9/TCIA.2017.umz8dv6s
HNSCC-01-0006 | ORIGINAL | CT | 311 | 1997-06-11 | PET,HEAD & NECK CA RES | CT Atten Cor Head In | 2 | GE MEDICAL SYSTEMS | Discovery ST | LightSpeedAppsdstm5_goc1_5__R2.9N.IRIX646.5 | CT Image Storage | 120 | HELICAL MODE | 500 | 500 | 949.075 | 0 | CW | 675 | [9 empty] | 1.3.6.1.4.1.14519.5.2.1.1706.8040.219943849633542500461424598488 | 1.3.6.1.4.1.14519.5.2.1.1706.8040.898666250569812731750303600622 | TCIA | 10.7937/K9/TCIA.2017.umz8dv6s
HNSCC-01-0006 | ORIGINAL | PT | 267 | 1997-10-05 | PET,HEAD & NECK RESTAG | PET AC | 1 | GE MEDICAL SYSTEMS | Discovery ST | 26.14 | Positron Emission Tomography Image Storage | [9 empty] | FDG -- fluorodeoxyglucose | 595322944 | 6588 | 0.97 | CYLINDRICAL RING | 700\157 | RING | 700 | 1.3.6.1.4.1.14519.5.2.1.1706.8040.559572334070472234442860010007 | 1.3.6.1.4.1.14519.5.2.1.1706.8040.189452663418747547072818865570 | TCIA | 10.7937/K9/TCIA.2017.umz8dv6s
HNSCC-01-0006 | ORIGINAL | PT | 128 | 1997-10-05 | PET,HEAD & NECK RESTAG | CORONAL TOMO | 861813753 | GE MEDICAL SYSTEMS | NULL | 26.14 | Positron Emission Tomography Image Storage | [9 empty] | FDG -- fluorodeoxyglucose | 595700012.207 | 6588 | 0.97 | CYLINDRICAL RING | 700\157 | RING | 700 | 1.3.6.1.4.1.14519.5.2.1.1706.8040.559572334070472234442860010007 | 1.3.6.1.4.1.14519.5.2.1.1706.8040.273045017246052040197858554519 | TCIA | 10.7937/K9/TCIA.2017.umz8dv6s
HNSCC-01-0006 | ORIGINAL | PT | 267 | 1997-10-05 | PET,HEAD & NECK RESTAG | No AC Recon | 2 | GE MEDICAL SYSTEMS | Discovery ST | 26.14 | Positron Emission Tomography Image Storage | [9 empty] | FDG -- fluorodeoxyglucose | 595322944 | 6588 | 0.97 | CYLINDRICAL RING | 700\157 | RING | 700 | 1.3.6.1.4.1.14519.5.2.1.1706.8040.559572334070472234442860010007 | 1.3.6.1.4.1.14519.5.2.1.1706.8040.297532467473737256588211563092 | TCIA | 10.7937/K9/TCIA.2017.umz8dv6s
HNSCC-01-0006 | ORIGINAL | CT | 267 | 1997-10-05 | PET,HEAD & NECK RESTAG | CT Atten Cor Head In | 2 | GE MEDICAL SYSTEMS | Discovery ST | LightSpeedAppsdstm5_goc1_11D_R2.9N.IRIX646.5 | CT Image Storage | 120 | HELICAL MODE | 500 | 500 | 949.075 | 0 | CW | 675 | [9 empty] | 1.3.6.1.4.1.14519.5.2.1.1706.8040.559572334070472234442860010007 | 1.3.6.1.4.1.14519.5.2.1.1706.8040.742443066714078122361649395048 | TCIA | 10.7937/K9/TCIA.2017.umz8dv6s
HNSCC-01-0006 | ORIGINAL | PT | 32 | 1997-10-05 | PET,HEAD & NECK RESTAG | MIP | 123 | GE MEDICAL SYSTEMS | NULL | 26.14 | Positron Emission Tomography Image Storage | [9 empty] | FDG -- fluorodeoxyglucose | 595700012.207 | 6588 | 0.97 | CYLINDRICAL RING | 700\157 | RING | 700 | 1.3.6.1.4.1.14519.5.2.1.1706.8040.559572334070472234442860010007 | 1.3.6.1.4.1.14519.5.2.1.1706.8040.773203991854682195987835342137 | TCIA | 10.7937/K9/TCIA.2017.umz8dv6s
HNSCC-01-0007 | NULL | RTDOSE | 1 | 1997-04-29 | RT SIMULATION | NULL | 1 | ADAC | Pinnacle3 | 9.8 | RT Dose Storage | [17 empty] | 1.3.6.1.4.1.14519.5.2.1.1706.8040.710969322119965374983110532176 | 1.3.6.1.4.1.14519.5.2.1.1706.8040.176783772014782097630203309274 | TCIA | 10.7937/K9/TCIA.2017.umz8dv6s
HNSCC-01-0007 | NULL | RTSTRUCT | 1 | 1997-04-29 | RT SIMULATION | NULL | 1 | ADAC | Pinnacle3 | 9.8 | RT Structure Set Storage | [17 empty] | 1.3.6.1.4.1.14519.5.2.1.1706.8040.710969322119965374983110532176 | 1.3.6.1.4.1.14519.5.2.1.1706.8040.195082460112533202742642506686 | TCIA | 10.7937/K9/TCIA.2017.umz8dv6s
HNSCC-01-0007 | NULL | RTPLAN | 1 | 1997-04-29 | RT SIMULATION | NULL | 1 | ADAC | Pinnacle3 | 9.8 | RT Plan Storage | [17 empty] | 1.3.6.1.4.1.14519.5.2.1.1706.8040.710969322119965374983110532176 | 1.3.6.1.4.1.14519.5.2.1.1706.8040.836032637767856028077416935454 | TCIA | 10.7937/K9/TCIA.2017.umz8dv6s
HNSCC-01-0007 | ORIGINAL | CT | 132 | 1997-04-29 | RT SIMULATION | NULL | 10 | GE MEDICAL SYSTEMS | NULL | NULL | CT Image Storage | [17 empty] | 1.3.6.1.4.1.14519.5.2.1.1706.8040.710969322119965374983110532176 | 1.3.6.1.4.1.14519.5.2.1.1706.8040.378413238689039246349605872029 | TCIA | 10.7937/K9/TCIA.2017.umz8dv6s
HNSCC-01-0007 | ORIGINAL | PT | 267 | 1997-05-10 | PET,HEAD & NECK CA RES | PET AC | NULL | GE MEDICAL SYSTEMS | Discovery ST | 26.14 | Positron Emission Tomography Image Storage | [9 empty] | FDG -- fluorodeoxyglucose | 385607808 | 6588 | 0.97 | CYLINDRICAL RING | 700\157 | RING | 700 | 1.3.6.1.4.1.14519.5.2.1.1706.8040.215854998082520136084417545861 | 1.3.6.1.4.1.14519.5.2.1.1706.8040.103156675604399389671053911669 | TCIA | 10.7937/K9/TCIA.2017.umz8dv6s
HNSCC-01-0007 | ORIGINAL | PT | 91 | 1997-05-10 | PET,HEAD & NECK CA RES | PET AC LEGS | NULL | GE MEDICAL SYSTEMS | Discovery ST | 26.14 | Positron Emission Tomography Image Storage | [9 empty] | FDG -- fluorodeoxyglucose | 179229120 | 6588 | 0.97 | CYLINDRICAL RING | 700\157 | RING | 500 | 1.3.6.1.4.1.14519.5.2.1.1706.8040.215854998082520136084417545861 | 1.3.6.1.4.1.14519.5.2.1.1706.8040.160797513660463800779660982301 | TCIA | 10.7937/K9/TCIA.2017.umz8dv6s
HNSCC-01-0007 | ORIGINAL | PT | 128 | 1997-05-10 | PET,HEAD & NECK CA RES | CORONAL TOMO | 950556254 | GE MEDICAL SYSTEMS | NULL | 26.14 | Positron Emission Tomography Image Storage | [9 empty] | FDG -- fluorodeoxyglucose | 600880004.8828 | 6588 | 0.97 | CYLINDRICAL RING | 700\157 | RING | 700 | 1.3.6.1.4.1.14519.5.2.1.1706.8040.215854998082520136084417545861 | 1.3.6.1.4.1.14519.5.2.1.1706.8040.166529092215708203638996884790 | TCIA | 10.7937/K9/TCIA.2017.umz8dv6s
HNSCC-01-0007 | ORIGINAL | PT | 267 | 1997-05-10 | PET,HEAD & NECK CA RES | PET AC rad onc | NULL | GE MEDICAL SYSTEMS | Discovery ST | 26.14 | Positron Emission Tomography Image Storage | [9 empty] | FDG -- fluorodeoxyglucose | 385607808 | 6588 | 0.97 | CYLINDRICAL RING | 700\157 | RING | 500 | 1.3.6.1.4.1.14519.5.2.1.1706.8040.215854998082520136084417545861 | 1.3.6.1.4.1.14519.5.2.1.1706.8040.248475686396890519100945582261 | TCIA | 10.7937/K9/TCIA.2017.umz8dv6s
HNSCC-01-0007 | ORIGINAL | PT | 32 | 1997-05-10 | PET,HEAD & NECK CA RES | MIP | 123 | GE MEDICAL SYSTEMS | NULL | 26.14 | Positron Emission Tomography Image Storage | [9 empty] | FDG -- fluorodeoxyglucose | 600880004.8828 | 6588 | 0.97 | CYLINDRICAL RING | 700\157 | RING | 700 | 1.3.6.1.4.1.14519.5.2.1.1706.8040.215854998082520136084417545861 | 1.3.6.1.4.1.14519.5.2.1.1706.8040.256861374544954979847447148512 | TCIA | 10.7937/K9/TCIA.2017.umz8dv6s
HNSCC-01-0007 | ORIGINAL | PT | 267 | 1997-05-10 | PET,HEAD & NECK CA RES | No AC Recon | NULL | GE MEDICAL SYSTEMS | Discovery ST | 26.14 | Positron Emission Tomography Image Storage | [9 empty] | FDG -- fluorodeoxyglucose | 385607808 | 6588 | 0.97 | CYLINDRICAL RING | 700\157 | RING | 700 | 1.3.6.1.4.1.14519.5.2.1.1706.8040.215854998082520136084417545861 | 1.3.6.1.4.1.14519.5.2.1.1706.8040.318222681172649664450928879231 | TCIA | 10.7937/K9/TCIA.2017.umz8dv6s
HNSCC-01-0007 | ORIGINAL | CT | 267 | 1997-05-10 | PET,HEAD & NECK CA RES | CT Atten Cor Head In | 2 | GE MEDICAL SYSTEMS | Discovery ST | LightSpeedAppsdstm5_goc1_5__R2.9N.IRIX646.5 | CT Image Storage | 120 | HELICAL MODE | 500 | 500 | 949.075 | 0 | CW | 675 | [9 empty] | 1.3.6.1.4.1.14519.5.2.1.1706.8040.215854998082520136084417545861 | 1.3.6.1.4.1.14519.5.2.1.1706.8040.494782387751798546810415059305 | TCIA | 10.7937/K9/TCIA.2017.umz8dv6s
HNSCC-01-0007 | ORIGINAL | PT | 91 | 1997-05-10 | PET,HEAD & NECK CA RES | No AC Recon LEGS | NULL | GE MEDICAL SYSTEMS | Discovery ST | 26.14 | Positron Emission Tomography Image Storage | [9 empty] | FDG -- fluorodeoxyglucose | 179229120 | 6588 | 0.97 | CYLINDRICAL RING | 700\157 | RING | 500 | 1.3.6.1.4.1.14519.5.2.1.1706.8040.215854998082520136084417545861 | 1.3.6.1.4.1.14519.5.2.1.1706.8040.530318088279443202938976241488 | TCIA | 10.7937/K9/TCIA.2017.umz8dv6s
HNSCC-01-0007 | ORIGINAL | PT | 223 | 2000-08-21 | PET/CT HEAD & NECK CA | PET_AC | 4 | GE MEDICAL SYSTEMS | Discovery STE | 41.04 | Positron Emission Tomography Image Storage | [9 empty] | FDG -- fluorodeoxyglucose | 523396736 | 6588 | 0.97 | CYLINDRICAL RING | 700\153 | RING | 700 | 1.3.6.1.4.1.14519.5.2.1.1706.8040.201998578958435090646973901057 | 1.3.6.1.4.1.14519.5.2.1.1706.8040.105390674677916740342847214371 | TCIA | 10.7937/K9/TCIA.2017.umz8dv6s
HNSCC-01-0007 | ORIGINAL | CT | 223 | 2000-08-21 | PET/CT HEAD & NECK CA | CT Atten Cor Head IN | 2 | GE MEDICAL SYSTEMS | Discovery STE | pet_vct_hp.80 | CT Image Storage | 120 | HELICAL MODE | 500 | 500 | 949.075 | 0 | CW | 566 | 27.5 | [8 empty] | 1.3.6.1.4.1.14519.5.2.1.1706.8040.201998578958435090646973901057 | 1.3.6.1.4.1.14519.5.2.1.1706.8040.112229663717357467708449949445 | TCIA | 10.7937/K9/TCIA.2017.umz8dv6s
HNSCC-01-0007 | ORIGINAL | PT | 223 | 2000-08-21 | PET/CT HEAD & NECK CA | PET_NAC | 5 | GE MEDICAL SYSTEMS | Discovery STE | 41.04 | Positron Emission Tomography Image Storage | [9 empty] | FDG -- fluorodeoxyglucose | 523396736 | 6588 | 0.97 | CYLINDRICAL RING | 700\153 | RING | 700 | 1.3.6.1.4.1.14519.5.2.1.1706.8040.201998578958435090646973901057 | 1.3.6.1.4.1.14519.5.2.1.1706.8040.182980598157271858223197444052 | TCIA | 10.7937/K9/TCIA.2017.umz8dv6s
HNSCC-01-0007 | ORIGINAL | PT | 91 | 2000-08-21 | PET/CT HEAD & NECK CA | PET_NAC_HEAD | 11 | GE MEDICAL SYSTEMS | Discovery STE | 41.04 | Positron Emission Tomography Image Storage | [9 empty] | FDG -- fluorodeoxyglucose | 523396736 | 6588 | 0.97 | CYLINDRICAL RING | 700\153 | RING | 700 | 1.3.6.1.4.1.14519.5.2.1.1706.8040.201998578958435090646973901057 | 1.3.6.1.4.1.14519.5.2.1.1706.8040.225164731897074539398494936109 | TCIA | 10.7937/K9/TCIA.2017.umz8dv6s
HNSCC-01-0007 | ORIGINAL | PT | 91 | 2000-08-21 | PET/CT HEAD & NECK CA | PET_AC_HEAD | 10 | GE MEDICAL SYSTEMS | Discovery STE | 41.04 | Positron Emission Tomography Image Storage | [9 empty] | FDG -- fluorodeoxyglucose | 523396736 | 6588 | 0.97 | CYLINDRICAL RING | 700\153 | RING | 700 | 1.3.6.1.4.1.14519.5.2.1.1706.8040.201998578958435090646973901057 | 1.3.6.1.4.1.14519.5.2.1.1706.8040.229318413408123591234493412244 | TCIA | 10.7937/K9/TCIA.2017.umz8dv6s
HNSCC-01-0008 | ORIGINAL | PT | 311 | 1997-05-14 | PET/CT HEAD & NECK CA | PET AC | NULL | GE MEDICAL SYSTEMS | Discovery ST | 26.14 | Positron Emission Tomography Image Storage | [9 empty] | FDG -- fluorodeoxyglucose | 646764544 | 6588 | 0.97 | CYLINDRICAL RING | 700\157 | RING | 700 | 1.3.6.1.4.1.14519.5.2.1.1706.8040.251868478204177539131521554670 | 1.3.6.1.4.1.14519.5.2.1.1706.8040.213050572235537614758628814162 | TCIA | 10.7937/K9/TCIA.2017.umz8dv6s
HNSCC-01-0008 | ORIGINAL | CT | 311 | 1997-05-14 | PET/CT HEAD & NECK CA | CT Atten Cor Head In | 2 | GE MEDICAL SYSTEMS | Discovery ST | LightSpeedAppsdstm5_goc1_5__R2.9N.IRIX646.5 | CT Image Storage | 120 | HELICAL MODE | 500 | 500 | 949.075 | 0 | CW | 675 | [9 empty] | 1.3.6.1.4.1.14519.5.2.1.1706.8040.251868478204177539131521554670 | 1.3.6.1.4.1.14519.5.2.1.1706.8040.223247503788792163878188220487 | TCIA | 10.7937/K9/TCIA.2017.umz8dv6s
HNSCC-01-0008 | ORIGINAL | PT | 311 | 1997-05-14 | PET/CT HEAD & NECK CA | PET AC rad onc | NULL | GE MEDICAL SYSTEMS | Discovery ST | 26.14 | Positron Emission Tomography Image Storage | [9 empty] | FDG -- fluorodeoxyglucose | 646764544 | 6588 | 0.97 | CYLINDRICAL RING | 700\157 | RING | 500 | 1.3.6.1.4.1.14519.5.2.1.1706.8040.251868478204177539131521554670 | 1.3.6.1.4.1.14519.5.2.1.1706.8040.225905290963685492271856686713 | TCIA | 10.7937/K9/TCIA.2017.umz8dv6s
HNSCC-01-0008 | NULL | RTPLAN | 1 | 1997-05-14 | RT SIMULATION | NULL | 1 | ADAC | Pinnacle3 | 9.8 | RT Plan Storage | [17 empty] | 1.3.6.1.4.1.14519.5.2.1.1706.8040.251868478204177539131521554670 | 1.3.6.1.4.1.14519.5.2.1.1706.8040.117433371158152973487815006830 | TCIA | 10.7937/K9/TCIA.2017.umz8dv6s
HNSCC-01-0008 | NULL | RTDOSE | 1 | 1997-05-14 | RT SIMULATION | NULL | 1 | ADAC | Pinnacle3 | 9.8 | RT Dose Storage | [17 empty] | 1.3.6.1.4.1.14519.5.2.1.1706.8040.251868478204177539131521554670 | 1.3.6.1.4.1.14519.5.2.1.1706.8040.151587739158229679012884970515 | TCIA | 10.7937/K9/TCIA.2017.umz8dv6s
HNSCC-01-0008 | NULL | RTSTRUCT | 1 | 1997-05-14 | RT SIMULATION | NULL | 1 | ADAC | Pinnacle3 | 9.8 | RT Structure Set Storage | [17 empty] | 1.3.6.1.4.1.14519.5.2.1.1706.8040.251868478204177539131521554670 | 1.3.6.1.4.1.14519.5.2.1.1706.8040.372786692379277443586568702068 | TCIA | 10.7937/K9/TCIA.2017.umz8dv6s
HNSCC-01-0008 | ORIGINAL | CT | 348 | 1997-05-14 | RT SIMULATION | NULL | 10 | GE MEDICAL SYSTEMS | NULL | NULL | CT Image Storage | [17 empty] | 1.3.6.1.4.1.14519.5.2.1.1706.8040.251868478204177539131521554670 | 1.3.6.1.4.1.14519.5.2.1.1706.8040.319483338514178424857096396097 | TCIA | 10.7937/K9/TCIA.2017.umz8dv6s
HNSCC-01-0008 | ORIGINAL | CT | 311 | 1998-03-27 | PET/CT HEAD & NECK CA | CT Atten Cor Head In | 2 | GE MEDICAL SYSTEMS | Discovery ST | LightSpeedverrel | CT Image Storage | 120 | HELICAL MODE | 500 | 500 | 949.075 | 0 | CW | 566 | [9 empty] | 1.3.6.1.4.1.14519.5.2.1.1706.8040.420788658480869881798950824131 | 1.3.6.1.4.1.14519.5.2.1.1706.8040.101292011397283059993262776593 | TCIA | 10.7937/K9/TCIA.2017.umz8dv6s
HNSCC-01-0008 | ORIGINAL | PT | 128 | 1998-03-27 | PET/CT HEAD & NECK CA | CORONAL TOMO | 18819853 | GE MEDICAL SYSTEMS | NULL | 26.14 | Positron Emission Tomography Image Storage | [9 empty] | FDG -- fluorodeoxyglucose | 725200012.207 | 6588 | 0.97 | CYLINDRICAL RING | 700\157 | RING | 700 | 1.3.6.1.4.1.14519.5.2.1.1706.8040.420788658480869881798950824131 | 1.3.6.1.4.1.14519.5.2.1.1706.8040.204404875250363964550625653762 | TCIA | 10.7937/K9/TCIA.2017.umz8dv6s
HNSCC-01-0008 | ORIGINAL | PT | 60 | 1998-03-27 | PET/CT HEAD & NECK CA | MIP | 123 | GE MEDICAL SYSTEMS | NULL | 26.14 | Positron Emission Tomography Image Storage | [9 empty] | FDG -- fluorodeoxyglucose | 725200012.207 | 6588 | 0.97 | CYLINDRICAL RING | 700\157 | RING | 700 | 1.3.6.1.4.1.14519.5.2.1.1706.8040.420788658480869881798950824131 | 1.3.6.1.4.1.14519.5.2.1.1706.8040.472359634041941082409987927187 | TCIA | 10.7937/K9/TCIA.2017.umz8dv6s
HNSCC-01-0008 | ORIGINAL | PT | 311 | 1998-03-27 | PET/CT HEAD & NECK CA | PET NO AC | 2 | GE MEDICAL SYSTEMS | Discovery ST | 26.14 | Positron Emission Tomography Image Storage | [9 empty] | FDG -- fluorodeoxyglucose | 710097408 | 6588 | 0.97 | CYLINDRICAL RING | 700\157 | RING | 700 | 1.3.6.1.4.1.14519.5.2.1.1706.8040.420788658480869881798950824131 | 1.3.6.1.4.1.14519.5.2.1.1706.8040.493686702927488927907323315702 | TCIA | 10.7937/K9/TCIA.2017.umz8dv6s
HNSCC-01-0008 | ORIGINAL | PT | 311 | 1998-03-27 | PET/CT HEAD & NECK CA | PET AC | 1 | GE MEDICAL SYSTEMS | Discovery ST | 26.14 | Positron Emission Tomography Image Storage | [9 empty] | FDG -- fluorodeoxyglucose | 710097408 | 6588 | 0.97 | CYLINDRICAL RING | 700\157 | RING | 700 | 1.3.6.1.4.1.14519.5.2.1.1706.8040.420788658480869881798950824131 | 1.3.6.1.4.1.14519.5.2.1.1706.8040.954840378107533366453140852748 | TCIA | 10.7937/K9/TCIA.2017.umz8dv6s
HNSCC-01-0009 | NULL | RTPLAN | 1 | 1997-05-14 | RT SIMULATION | NULL | 1 | ADAC | Pinnacle3 | 9.8 | RT Plan Storage | [17 empty] | 1.3.6.1.4.1.14519.5.2.1.1706.8040.240197719025465123611248335793 | 1.3.6.1.4.1.14519.5.2.1.1706.8040.100582397954273228373367935722 | TCIA | 10.7937/K9/TCIA.2017.umz8dv6s
HNSCC-01-0009 | NULL | RTSTRUCT | 1 | 1997-05-14 | RT SIMULATION | NULL | 1 | ADAC | Pinnacle3 | 9.8 | RT Structure Set Storage | [17 empty] | 1.3.6.1.4.1.14519.5.2.1.1706.8040.240197719025465123611248335793 | 1.3.6.1.4.1.14519.5.2.1.1706.8040.136802111285257052317275443071 | TCIA | 10.7937/K9/TCIA.2017.umz8dv6s
HNSCC-01-0009 | NULL | RTDOSE | 1 | 1997-05-14 | RT SIMULATION | NULL | 1 | ADAC | Pinnacle3 | 9.8 | RT Dose Storage | [17 empty] | 1.3.6.1.4.1.14519.5.2.1.1706.8040.240197719025465123611248335793 | 1.3.6.1.4.1.14519.5.2.1.1706.8040.230066468419889965347937050031 | TCIA | 10.7937/K9/TCIA.2017.umz8dv6s
HNSCC-01-0009 | ORIGINAL | CT | 106 | 1997-05-14 | RT SIMULATION | NULL | 10 | GE MEDICAL SYSTEMS | NULL | NULL | CT Image Storage | [17 empty] | 1.3.6.1.4.1.14519.5.2.1.1706.8040.240197719025465123611248335793 | 1.3.6.1.4.1.14519.5.2.1.1706.8040.331753265831947484188173666060 | TCIA | 10.7937/K9/TCIA.2017.umz8dv6s
HNSCC-01-0009 | ORIGINAL | PT | 128 | 1997-05-18 | PET, HEAD & NECK INIT | CORONAL TOMO | 613243642 | GE MEDICAL SYSTEMS | NULL | 26.14 | Positron Emission Tomography Image Storage | [9 empty] | FDG -- fluorodeoxyglucose | 584600036.6211 | 6588 | 0.97 | CYLINDRICAL RING | 700\157 | RING | 700 | 1.3.6.1.4.1.14519.5.2.1.1706.8040.322305273978057347869506457667 | 1.3.6.1.4.1.14519.5.2.1.1706.8040.160761665181747180279574818125 | TCIA | 10.7937/K9/TCIA.2017.umz8dv6s
HNSCC-01-0009 | ORIGINAL | PT | 311 | 1997-05-18 | PET, HEAD & NECK INIT | PET AC | NULL | GE MEDICAL SYSTEMS | Discovery ST | 26.14 | Positron Emission Tomography Image Storage | [9 empty] | FDG -- fluorodeoxyglucose | 577769472 | 6588 | 0.97 | CYLINDRICAL RING | 700\157 | RING | 700 | 1.3.6.1.4.1.14519.5.2.1.1706.8040.322305273978057347869506457667 | 1.3.6.1.4.1.14519.5.2.1.1706.8040.196479524918958579878810660704 | TCIA | 10.7937/K9/TCIA.2017.umz8dv6s
HNSCC-01-0009 | ORIGINAL | PT | 32 | 1997-05-18 | PET, HEAD & NECK INIT | MIP | 123 | GE MEDICAL SYSTEMS | NULL | 26.14 | Positron Emission Tomography Image Storage | [9 empty] | FDG -- fluorodeoxyglucose | 584600036.6211 | 6588 | 0.97 | CYLINDRICAL RING | 700\157 | RING | 700 | 1.3.6.1.4.1.14519.5.2.1.1706.8040.322305273978057347869506457667 | 1.3.6.1.4.1.14519.5.2.1.1706.8040.218461517892722693281837181998 | TCIA | 10.7937/K9/TCIA.2017.umz8dv6s
HNSCC-01-0009 | ORIGINAL | PT | 311 | 1997-05-18 | PET, HEAD & NECK INIT | No AC Recon | NULL | GE MEDICAL SYSTEMS | Discovery ST | 26.14 | Positron Emission Tomography Image Storage | [9 empty] | FDG -- fluorodeoxyglucose | 577769472 | 6588 | 0.97 | CYLINDRICAL RING | 700\157 | RING | 700 | 1.3.6.1.4.1.14519.5.2.1.1706.8040.322305273978057347869506457667 | 1.3.6.1.4.1.14519.5.2.1.1706.8040.223847498517949716623170950204 | TCIA | 10.7937/K9/TCIA.2017.umz8dv6s
HNSCC-01-0009 | ORIGINAL | PT | 311 | 1997-05-18 | PET, HEAD & NECK INIT | PET AC rad onc | NULL | GE MEDICAL SYSTEMS | Discovery ST | 26.14 | Positron Emission Tomography Image Storage | [9 empty] | FDG -- fluorodeoxyglucose | 577769472 | 6588 | 0.97 | CYLINDRICAL RING | 700\157 | RING | 500 | 1.3.6.1.4.1.14519.5.2.1.1706.8040.322305273978057347869506457667 | 1.3.6.1.4.1.14519.5.2.1.1706.8040.256026019182596634340099086466 | TCIA | 10.7937/K9/TCIA.2017.umz8dv6s
HNSCC-01-0009 | ORIGINAL | CT | 311 | 1997-05-18 | PET, HEAD & NECK INIT | CT Atten Cor Head In | 2 | GE MEDICAL SYSTEMS | Discovery ST | LightSpeedAppsdstm5_goc1_5__R2.9N.IRIX646.5 | CT Image Storage | 120 | HELICAL MODE | 500 | 500 | 949.075 | 0 | CW | 675 | [9 empty] | 1.3.6.1.4.1.14519.5.2.1.1706.8040.322305273978057347869506457667 | 1.3.6.1.4.1.14519.5.2.1.1706.8040.274489752076457351834198795592 | TCIA | 10.7937/K9/TCIA.2017.umz8dv6s
HNSCC-01-0009 | ORIGINAL | PT | 128 | 1997-09-06 | PET,HEAD & NECK CA RES | CORONAL TOMO | 604390530 | GE MEDICAL SYSTEMS | NULL | 26.14 | Positron Emission Tomography Image Storage | [9 empty] | FDG -- fluorodeoxyglucose | 646760009.7656 | 6588 | 0.97 | CYLINDRICAL RING | 700\157 | RING | 700 | 1.3.6.1.4.1.14519.5.2.1.1706.8040.128244756121920019638669263328 | 1.3.6.1.4.1.14519.5.2.1.1706.8040.144993376159416866549395951491 | TCIA | 10.7937/K9/TCIA.2017.umz8dv6s
HNSCC-01-0009 | ORIGINAL | PT | 32 | 1997-09-06 | PET,HEAD & NECK CA RES | MIP | 123 | GE MEDICAL SYSTEMS | NULL | 26.14 | Positron Emission Tomography Image Storage | [9 empty] | FDG -- fluorodeoxyglucose | 646760009.7656 | 6588 | 0.97 | CYLINDRICAL RING | 700\157 | RING | 700 | 1.3.6.1.4.1.14519.5.2.1.1706.8040.128244756121920019638669263328 | 1.3.6.1.4.1.14519.5.2.1.1706.8040.157949699271776792786533857278 | TCIA | 10.7937/K9/TCIA.2017.umz8dv6s
HNSCC-01-0009 | ORIGINAL | PT | 267 | 1997-09-06 | PET,HEAD & NECK CA RES | No AC Recon | 2 | GE MEDICAL SYSTEMS | Discovery ST | 26.14 | Positron Emission Tomography Image Storage | [9 empty] | FDG -- fluorodeoxyglucose | 646609152 | 6588 | 0.97 | CYLINDRICAL RING | 700\157 | RING | 700 | 1.3.6.1.4.1.14519.5.2.1.1706.8040.128244756121920019638669263328 | 1.3.6.1.4.1.14519.5.2.1.1706.8040.288828589580239790568534968640 | TCIA | 10.7937/K9/TCIA.2017.umz8dv6s
HNSCC-01-0009 | ORIGINAL | CT | 267 | 1997-09-06 | PET,HEAD & NECK CA RES | CT Atten Cor Head In | 2 | GE MEDICAL SYSTEMS | Discovery ST | LightSpeedAppsdstm5_goc1_11D_R2.9N.IRIX646.5 | CT Image Storage | 120 | HELICAL MODE | 500 | 500 | 949.075 | 0 | CW | 675 | [9 empty] | 1.3.6.1.4.1.14519.5.2.1.1706.8040.128244756121920019638669263328 | 1.3.6.1.4.1.14519.5.2.1.1706.8040.963074229166203579745005445047 | TCIA | 10.7937/K9/TCIA.2017.umz8dv6s
HNSCC-01-0009 | ORIGINAL | PT | 267 | 1997-09-06 | PET,HEAD & NECK CA RES | PET AC | 1 | GE MEDICAL SYSTEMS | Discovery ST | 26.14 | Positron Emission Tomography Image Storage | [9 empty] | FDG -- fluorodeoxyglucose | 646609152 | 6588 | 0.97 | CYLINDRICAL RING | 700\157 | RING | 700 | 1.3.6.1.4.1.14519.5.2.1.1706.8040.128244756121920019638669263328 | 1.3.6.1.4.1.14519.5.2.1.1706.8040.968700430511604700560729511023 | TCIA | 10.7937/K9/TCIA.2017.umz8dv6s
HNSCC-01-0010 | NULL | RTPLAN | 1 | 1997-07-22 | RT SIMULATION | NULL | 1 | ADAC | Pinnacle3 | 9.8 | RT Plan Storage | [17 empty] | 1.3.6.1.4.1.14519.5.2.1.1706.8040.133721352587437323427381152386 | 1.3.6.1.4.1.14519.5.2.1.1706.8040.238917659271910612061339939299 | TCIA | 10.7937/K9/TCIA.2017.umz8dv6s
HNSCC-01-0010 | NULL | RTSTRUCT | 1 | 1997-07-22 | RT SIMULATION | NULL | 1 | ADAC | Pinnacle3 | 9.8 | RT Structure Set Storage | [17 empty] | 1.3.6.1.4.1.14519.5.2.1.1706.8040.133721352587437323427381152386 | 1.3.6.1.4.1.14519.5.2.1.1706.8040.247744537131653098856027489380 | TCIA | 10.7937/K9/TCIA.2017.umz8dv6s
HNSCC-01-0010 | NULL | RTDOSE | 1 | 1997-07-22 | RT SIMULATION | NULL | 1 | ADAC | Pinnacle3 | 9.8 | RT Dose Storage | [17 empty] | 1.3.6.1.4.1.14519.5.2.1.1706.8040.133721352587437323427381152386 | 1.3.6.1.4.1.14519.5.2.1.1706.8040.290620150581880930386694147289 | TCIA | 10.7937/K9/TCIA.2017.umz8dv6s
HNSCC-01-0010 | ORIGINAL | CT | 348 | 1997-07-22 | RT SIMULATION | NULL | 10 | GE MEDICAL SYSTEMS | NULL | NULL | CT Image Storage | [17 empty] | 1.3.6.1.4.1.14519.5.2.1.1706.8040.133721352587437323427381152386 | 1.3.6.1.4.1.14519.5.2.1.1706.8040.154383457363739510286003861881 | TCIA | 10.7937/K9/TCIA.2017.umz8dv6s
HNSCC-01-0010 | ORIGINAL | CT | 267 | 1997-07-23 | PET,HEAD&NECK CA INIT | CT Atten Cor Head In | 2 | GE MEDICAL SYSTEMS | Discovery ST | LightSpeedAppsdstm5_goc1_5__R2.9N.IRIX646.5 | CT Image Storage | 120 | HELICAL MODE | 500 | 500 | 949.075 | 0 | CW | 675 | [9 empty] | 1.3.6.1.4.1.14519.5.2.1.1706.8040.995337650357658272741624140024 | 1.3.6.1.4.1.14519.5.2.1.1706.8040.323464627218298393204718216336 | TCIA | 10.7937/K9/TCIA.2017.umz8dv6s
HNSCC-01-0010 | ORIGINAL | PT | 128 | 1997-07-23 | PET,HEAD&NECK CA INIT | CORONAL TOMO | 344160827 | GE MEDICAL SYSTEMS | NULL | 26.14 | Positron Emission Tomography Image Storage | [9 empty] | FDG -- fluorodeoxyglucose | 694489990.2344 | 6588 | 0.97 | CYLINDRICAL RING | 700\157 | RING | 700 | 1.3.6.1.4.1.14519.5.2.1.1706.8040.133721352587437323427381152386 | 1.3.6.1.4.1.14519.5.2.1.1706.8040.116061396888693321804340590020 | TCIA | 10.7937/K9/TCIA.2017.umz8dv6s
HNSCC-01-0010 | ORIGINAL | PT | 267 | 1997-07-23 | PET,HEAD&NECK CA INIT | PET AC |  | GE MEDICAL SYSTEMS | Discovery ST | 26.14 | Positron Emission Tomography Image Storage | [9 empty] | FDG -- fluorodeoxyglucose | 686733696 | 6588 | 0.97 | CYLINDRICAL RING | 700\157 | RING | 700 | 1.3.6.1.4.1.14519.5.2.1.1706.8040.133721352587437323427381152386 | 1.3.6.1.4.1.14519.5.2.1.1706.8040.223462959083957319377792843653 | TCIA | 10.7937/K9/TCIA.2017.umz8dv6s
HNSCC-01-0010 | ORIGINAL | PT | 267 | 1997-07-23 | PET,HEAD&NECK CA INIT | No AC Recon |  | GE MEDICAL SYSTEMS | Discovery ST | 26.14 | Positron Emission Tomography Image Storage | [9 empty] | FDG -- fluorodeoxyglucose | 686733696 | 6588 | 0.97 | CYLINDRICAL RING | 700\157 | RING | 700 | 1.3.6.1.4.1.14519.5.2.1.1706.8040.133721352587437323427381152386 | 1.3.6.1.4.1.14519.5.2.1.1706.8040.318706191760535733603632851024 | TCIA | 10.7937/K9/TCIA.2017.umz8dv6s
HNSCC-01-0010 | ORIGINAL | PT | 267 | 1997-07-23 | PET,HEAD&NECK CA INIT | PET AC rad onc |  | GE MEDICAL SYSTEMS | Discovery ST | 26.14 | Positron Emission Tomography Image Storage | [9 empty] | FDG -- fluorodeoxyglucose | 686733696 | 6588 | 0.97 | CYLINDRICAL RING | 700\157 | RING | 500 | 1.3.6.1.4.1.14519.5.2.1.1706.8040.133721352587437323427381152386 | 1.3.6.1.4.1.14519.5.2.1.1706.8040.328577915956473849250482648905 | TCIA | 10.7937/K9/TCIA.2017.umz8dv6s
HNSCC-01-0010 | DERIVED | CT | 90 | 2001-11-17 | CT THORAX W/O CONTRAST | Reformatted | 200 | GE MEDICAL SYSTEMS | LightSpeed VCT | 07MW18.4 | CT Image Storage | 120 | HELICAL MODE | 500 |  | 949.075 |  | CW | 400 | [9 empty] | 1.3.6.1.4.1.14519.5.2.1.1706.8040.128074546025416943563996455778 | 1.3.6.1.4.1.14519.5.2.1.1706.8040.283763955760342912940301455388 | TCIA | 10.7937/K9/TCIA.2017.umz8dv6s
HNSCC-01-0010 | DERIVED | CT | 121 | 2001-11-17 | CT THORAX W/O CONTRAST | Reformatted | 300 | GE MEDICAL SYSTEMS | LightSpeed VCT | 07MW18.4 | CT Image Storage | 120 | HELICAL MODE | 500 |  | 949.075 |  | CW | 400 | [9 empty] | 1.3.6.1.4.1.14519.5.2.1.1706.8040.128074546025416943563996455778 | 1.3.6.1.4.1.14519.5.2.1.1706.8040.935873110574680014593327812790 | TCIA | 10.7937/K9/TCIA.2017.umz8dv6s
HNSCC-01-0010 | ORIGINAL | CT | 2 | 2001-11-17 | CT THORAX W/O CONTRAST | SCOUT | 1 | GE MEDICAL SYSTEMS | LightSpeed VCT | 07MW18.4 | CT Image Storage | 120 | SCOUT MODE | 500 |  | 949.075 | 0 | CW | 4070 | [9 empty] | 1.3.6.1.4.1.14519.5.2.1.1706.8040.128074546025416943563996455778 | 1.3.6.1.4.1.14519.5.2.1.1706.8040.108195280430029204208524952820 | TCIA | 10.7937/K9/TCIA.2017.umz8dv6s
HNSCC-01-0010 | ORIGINAL | CT | 130 | 2001-11-17 | CT THORAX W/O CONTRAST | CHEST | 2 | GE MEDICAL SYSTEMS | LightSpeed VCT | 07MW18.4 | CT Image Storage | 120 | HELICAL MODE | 500 | 360 | 949.075 | 0 | CW | 400 | 39.375 | [8 empty] | 1.3.6.1.4.1.14519.5.2.1.1706.8040.128074546025416943563996455778 | 1.3.6.1.4.1.14519.5.2.1.1706.8040.197486296977287388196150591610 | TCIA | 10.7937/K9/TCIA.2017.umz8dv6s
HNSCC-01-0010 | ORIGINAL | CT | 33 | 2001-11-17 | CT THORAX W/O CONTRAST | Recon 3: CHEST | 4 | GE MEDICAL SYSTEMS | LightSpeed VCT | 07MW18.4 | CT Image Storage | 120 | HELICAL MODE | 500 | 360 | 949.075 | 0 | CW | 400 | 39.375 | [8 empty] | 1.3.6.1.4.1.14519.5.2.1.1706.8040.128074546025416943563996455778 | 1.3.6.1.4.1.14519.5.2.1.1706.8040.315607873011580629025864228355 | TCIA | 10.7937/K9/TCIA.2017.umz8dv6s
HNSCC-01-0010 | ORIGINAL | CT | 130 | 2001-11-17 | CT THORAX W/O CONTRAST | Recon 2: CHEST | 3 | GE MEDICAL SYSTEMS | LightSpeed VCT | 07MW18.4 | CT Image Storage | 120 | HELICAL MODE | 500 | 360 | 949.075 | 0 | CW | 400 | 39.375 | [8 empty] | 1.3.6.1.4.1.14519.5.2.1.1706.8040.128074546025416943563996455778 | 1.3.6.1.4.1.14519.5.2.1.1706.8040.438995677404996335783407899991 | TCIA | 10.7937/K9/TCIA.2017.umz8dv6s
HNSCC-01-0010 | ORIGINAL | CT | 245 | 2001-11-17 | CT, SOFT TISSUE NECK W | Recon 2: CONTRAST120CC@3CC/S,90 | 3 | GE MEDICAL SYSTEMS | LightSpeed VCT | 07MW18.4 | CT Image Storage | 140 | HELICAL MODE | 500 | 250 | 949.075 | 0 | CW | 1000 | 27.5 | [8 empty] | 1.3.6.1.4.1.14519.5.2.1.1706.8040.433072638002427446864003517011 | 1.3.6.1.4.1.14519.5.2.1.1706.8040.111974966147030480323884189975 | TCIA | 10.7937/K9/TCIA.2017.umz8dv6s
HNSCC-01-0010 | ORIGINAL | CT | 2 | 2001-11-17 | CT, SOFT TISSUE NECK W | Scout, N23 | 1 | GE MEDICAL SYSTEMS | LightSpeed VCT | 07MW18.4 | CT Image Storage | 120 | SCOUT MODE | 500 |  | 949.075 | 0 | CW | 4570 | [9 empty] | 1.3.6.1.4.1.14519.5.2.1.1706.8040.433072638002427446864003517011 | 1.3.6.1.4.1.14519.5.2.1.1706.8040.329859391459401390993795767929 | TCIA | 10.7937/K9/TCIA.2017.umz8dv6s
HNSCC-01-0010 | ORIGINAL | CT | 245 | 2001-11-17 | CT, SOFT TISSUE NECK W | CONTRAST120CC@3CC/S,90S DELAY | 2 | GE MEDICAL SYSTEMS | LightSpeed VCT | 07MW18.4 | CT Image Storage | 140 | HELICAL MODE | 500 | 250 | 949.075 | 0 | CW | 1000 | 27.5 | [8 empty] | 1.3.6.1.4.1.14519.5.2.1.1706.8040.433072638002427446864003517011 | 1.3.6.1.4.1.14519.5.2.1.1706.8040.788234767693281998842324601709 | TCIA | 10.7937/K9/TCIA.2017.umz8dv6s
HNSCC-01-0010 | ORIGINAL | PT | 127 | 2001-12-16 | PET/CT HEAD & NECK CA | PET_AC_HEAD 3D | 11 | GE MEDICAL SYSTEMS | Discovery STE | 41.04 | Positron Emission Tomography Image Storage | [9 empty] | FDG -- fluorodeoxyglucose | 337002880 | 6588 | 0.97 | CYLINDRICAL RING | 700\153 | NONE | 700 | 1.3.6.1.4.1.14519.5.2.1.1706.8040.336821542442558415957237747897 | 1.3.6.1.4.1.14519.5.2.1.1706.8040.102272193017058058968646875797 | TCIA | 10.7937/K9/TCIA.2017.umz8dv6s
HNSCC-01-0010 | ORIGINAL | PT | 127 | 2001-12-16 | PET/CT HEAD & NECK CA | PET_NAC_HEAD 3D | 10 | GE MEDICAL SYSTEMS | Discovery STE | 41.04 | Positron Emission Tomography Image Storage | [9 empty] | FDG -- fluorodeoxyglucose | 337002880 | 6588 | 0.97 | CYLINDRICAL RING | 700\153 | NONE | 700 | 1.3.6.1.4.1.14519.5.2.1.1706.8040.336821542442558415957237747897 | 1.3.6.1.4.1.14519.5.2.1.1706.8040.130226222786833157214390167915 | TCIA | 10.7937/K9/TCIA.2017.umz8dv6s
HNSCC-01-0010 | ORIGINAL | PT | 207 | 2001-12-16 | PET/CT HEAD & NECK CA | pet_ac_3d | 5 | GE MEDICAL SYSTEMS | Discovery STE | 41.04 | Positron Emission Tomography Image Storage | [9 empty] | FDG -- fluorodeoxyglucose | 337002880 | 6588 | 0.97 | CYLINDRICAL RING | 700\153 | NONE | 700 | 1.3.6.1.4.1.14519.5.2.1.1706.8040.336821542442558415957237747897 | 1.3.6.1.4.1.14519.5.2.1.1706.8040.234521483439627658638288210015 | TCIA | 10.7937/K9/TCIA.2017.umz8dv6s
HNSCC-01-0010 | ORIGINAL | PT | 207 | 2001-12-16 | PET/CT HEAD & NECK CA | PET_NO AC 3DIR | 4 | GE MEDICAL SYSTEMS | Discovery STE | 41.04 | Positron Emission Tomography Image Storage | [9 empty] | FDG -- fluorodeoxyglucose | 337002880 | 6588 | 0.97 | CYLINDRICAL RING | 700\153 | NONE | 700 | 1.3.6.1.4.1.14519.5.2.1.1706.8040.336821542442558415957237747897 | 1.3.6.1.4.1.14519.5.2.1.1706.8040.258740402574874632805356724177 | TCIA | 10.7937/K9/TCIA.2017.umz8dv6s
HNSCC-01-0010 | ORIGINAL | CT | 207 | 2001-12-16 | PET/CT HEAD & NECK CA | CT Atten Cor Head IN | 2 | GE MEDICAL SYSTEMS | Discovery STE | 07MWHL36.4 | CT Image Storage | 120 | HELICAL MODE | 500 | 500 | 949.075 | 0 | CW | 566 | 27.5 | [8 empty] | 1.3.6.1.4.1.14519.5.2.1.1706.8040.336821542442558415957237747897 | 1.3.6.1.4.1.14519.5.2.1.1706.8040.302087403035229519579076851985 | TCIA | 10.7937/K9/TCIA.2017.umz8dv6s
HNSCC-01-0011 | ORIGINAL | PT | 32 | 1997-09-16 | PET, HEAD & NECK RESTA | MIP | 123 | GE MEDICAL SYSTEMS | NULL | 26.14 | Positron Emission Tomography Image Storage | [9 empty] | FDG -- fluorodeoxyglucose | 562770019.5312 | 6588 | 0.97 | CYLINDRICAL RING | 700\157 | RING | 700 | 1.3.6.1.4.1.14519.5.2.1.1706.8040.254421906650497010122833661962 | 1.3.6.1.4.1.14519.5.2.1.1706.8040.138216677001836402607573887663 | TCIA | 10.7937/K9/TCIA.2017.umz8dv6s
HNSCC-01-0011 | ORIGINAL | CT | 311 | 1997-09-16 | PET, HEAD & NECK RESTA | CT Atten Cor Head In | 2 | GE MEDICAL SYSTEMS | Discovery ST | LightSpeedAppsdstm5_goc1_11D_R2.9N.IRIX646.5 | CT Image Storage | 120 | HELICAL MODE | 500 | 500 | 949.075 | 0 | CW | 675 | [9 empty] | 1.3.6.1.4.1.14519.5.2.1.1706.8040.254421906650497010122833661962 | 1.3.6.1.4.1.14519.5.2.1.1706.8040.193600832098700355273196155253 | TCIA | 10.7937/K9/TCIA.2017.umz8dv6s
HNSCC-01-0011 | ORIGINAL | PT | 311 | 1997-09-16 | PET, HEAD & NECK RESTA | No AC Recon | 2 | GE MEDICAL SYSTEMS | Discovery ST | 26.14 | Positron Emission Tomography Image Storage | [9 empty] | FDG -- fluorodeoxyglucose | 554361280 | 6588 | 0.97 | CYLINDRICAL RING | 700\157 | RING | 700 | 1.3.6.1.4.1.14519.5.2.1.1706.8040.254421906650497010122833661962 | 1.3.6.1.4.1.14519.5.2.1.1706.8040.272727236600535869491133021383 | TCIA | 10.7937/K9/TCIA.2017.umz8dv6s
HNSCC-01-0011 | ORIGINAL | PT | 311 | 1997-09-16 | PET, HEAD & NECK RESTA | PET AC. | 3 | GE MEDICAL SYSTEMS | Discovery ST | 26.14 | Positron Emission Tomography Image Storage | [9 empty] | FDG -- fluorodeoxyglucose | 554361280 | 6588 | 0.97 | CYLINDRICAL RING | 700\157 | RING | 700 | 1.3.6.1.4.1.14519.5.2.1.1706.8040.254421906650497010122833661962 | 1.3.6.1.4.1.14519.5.2.1.1706.8040.334033426737819288518385473381 | TCIA | 10.7937/K9/TCIA.2017.umz8dv6s
HNSCC-01-0011 | ORIGINAL | PT | 311 | 1997-09-16 | PET, HEAD & NECK RESTA | PET AC | 1 | GE MEDICAL SYSTEMS | Discovery ST | 26.14 | Positron Emission Tomography Image Storage | [9 empty] | FDG -- fluorodeoxyglucose | 554361280 | 6588 | 0.97 | CYLINDRICAL RING | 700\157 | RING | 700 | 1.3.6.1.4.1.14519.5.2.1.1706.8040.254421906650497010122833661962 | 1.3.6.1.4.1.14519.5.2.1.1706.8040.572193001439477742047271730317 | TCIA | 10.7937/K9/TCIA.2017.umz8dv6s
HNSCC-01-0011 | ORIGINAL | PT | 128 | 1997-09-16 | PET, HEAD & NECK RESTA | CORONAL TOMO | 612457282 | GE MEDICAL SYSTEMS | NULL | 26.14 | Positron Emission Tomography Image Storage | [9 empty] | FDG -- fluorodeoxyglucose | 562770019.5312 | 6588 | 0.97 | CYLINDRICAL RING | 700\157 | RING | 700 | 1.3.6.1.4.1.14519.5.2.1.1706.8040.254421906650497010122833661962 | 1.3.6.1.4.1.14519.5.2.1.1706.8040.731492631605350607685657625986 | TCIA | 10.7937/K9/TCIA.2017.umz8dv6s
HNSCC-01-0011 | NULL | RTDOSE | 1 | 1997-11-11 | RT SIMULATION | NULL | 1 | ADAC | Pinnacle3 | 9.8 | RT Dose Storage | [17 empty] | 1.3.6.1.4.1.14519.5.2.1.1706.8040.338916285693803650699593619590 | 1.3.6.1.4.1.14519.5.2.1.1706.8040.152601903863241275416161255758 | TCIA | 10.7937/K9/TCIA.2017.umz8dv6s
HNSCC-01-0011 | NULL | RTSTRUCT | 1 | 1997-11-11 | RT SIMULATION | NULL | 1 | ADAC | Pinnacle3 | 9.8 | RT Structure Set Storage | [17 empty] | 1.3.6.1.4.1.14519.5.2.1.1706.8040.338916285693803650699593619590 | 1.3.6.1.4.1.14519.5.2.1.1706.8040.305794154607521312243280338985 | TCIA | 10.7937/K9/TCIA.2017.umz8dv6s
HNSCC-01-0011 | NULL | RTPLAN | 1 | 1997-11-11 | RT SIMULATION | NULL | 1 | ADAC | Pinnacle3 | 9.8 | RT Plan Storage | [17 empty] | 1.3.6.1.4.1.14519.5.2.1.1706.8040.338916285693803650699593619590 | 1.3.6.1.4.1.14519.5.2.1.1706.8040.335866459640907595931618945582 | TCIA | 10.7937/K9/TCIA.2017.umz8dv6s
HNSCC-01-0011 | ORIGINAL | CT | 146 | 1997-11-11 | RT SIMULATION | NULL | 10 | GE MEDICAL SYSTEMS | NULL | NULL | CT Image Storage | [17 empty] | 1.3.6.1.4.1.14519.5.2.1.1706.8040.338916285693803650699593619590 | 1.3.6.1.4.1.14519.5.2.1.1706.8040.189872983935125219752482988887 | TCIA | 10.7937/K9/TCIA.2017.umz8dv6s
HNSCC-01-0011 | ORIGINAL | PT | 128 | 1998-04-20 | PET/CT NSCLC RESTAGING | CORONAL TOMO | 702122490 | GE MEDICAL SYSTEMS | NULL | 26.14 | Positron Emission Tomography Image Storage | [9 empty] | FDG -- fluorodeoxyglucose | 588299987.793 | 6588 | 0.97 | CYLINDRICAL RING | 700\157 | RING | 700 | 1.3.6.1.4.1.14519.5.2.1.1706.8040.118406383944021909881321495024 | 1.3.6.1.4.1.14519.5.2.1.1706.8040.101260684516593895124371457209 | TCIA | 10.7937/K9/TCIA.2017.umz8dv6s
HNSCC-01-0011 | ORIGINAL | PT | 32 | 1998-04-20 | PET/CT NSCLC RESTAGING | MIP | 123 | GE MEDICAL SYSTEMS | NULL | 26.14 | Positron Emission Tomography Image Storage | [9 empty] | FDG -- fluorodeoxyglucose | 588299987.793 | 6588 | 0.97 | CYLINDRICAL RING | 700\157 | RING | 700 | 1.3.6.1.4.1.14519.5.2.1.1706.8040.118406383944021909881321495024 | 1.3.6.1.4.1.14519.5.2.1.1706.8040.122882794870013210887817476738 | TCIA | 10.7937/K9/TCIA.2017.umz8dv6s
HNSCC-01-0011 | ORIGINAL | PT | 355 | 1998-04-20 | PET/CT NSCLC RESTAGING | No AC Recon | 2 | GE MEDICAL SYSTEMS | Discovery ST | 26.14 | Positron Emission Tomography Image Storage | [9 empty] | FDG -- fluorodeoxyglucose | 583080000 | 6588 | 0.97 | CYLINDRICAL RING | 700\157 | RING | 700 | 1.3.6.1.4.1.14519.5.2.1.1706.8040.118406383944021909881321495024 | 1.3.6.1.4.1.14519.5.2.1.1706.8040.135831128669662206990041014098 | TCIA | 10.7937/K9/TCIA.2017.umz8dv6s
HNSCC-01-0011 | ORIGINAL | PT | 355 | 1998-04-20 | PET/CT NSCLC RESTAGING | PET AC | 1 | GE MEDICAL SYSTEMS | Discovery ST | 26.14 | Positron Emission Tomography Image Storage | [9 empty] | FDG -- fluorodeoxyglucose | 583080000 | 6588 | 0.97 | CYLINDRICAL RING | 700\157 | RING | 700 | 1.3.6.1.4.1.14519.5.2.1.1706.8040.118406383944021909881321495024 | 1.3.6.1.4.1.14519.5.2.1.1706.8040.240231317510859802079337513439 | TCIA | 10.7937/K9/TCIA.2017.umz8dv6s
HNSCC-01-0011 | ORIGINAL | CT | 355 | 1998-04-20 | PET/CT NSCLC RESTAGING | CT Atten Cor Head In | 2 | GE MEDICAL SYSTEMS | Discovery ST | LightSpeedAppsdstm5_goc1_11D_R2.9N.IRIX646.5 | CT Image Storage | 120 | HELICAL MODE | 500 | 500 | 949.075 | 0 | CW | 675 | [9 empty] | 1.3.6.1.4.1.14519.5.2.1.1706.8040.118406383944021909881321495024 | 1.3.6.1.4.1.14519.5.2.1.1706.8040.373810470761379828474444444867 | TCIA | 10.7937/K9/TCIA.2017.umz8dv6s
HNSCC-01-0012 | ORIGINAL | PT | 32 | 1997-08-18 | PET,HEAD&NECK CA INIT | MIP | 123 | GE MEDICAL SYSTEMS | NULL | 26.14 | Positron Emission Tomography Image Storage | [9 empty] | FDG -- fluorodeoxyglucose | 551299987.793 | 6588 | 0.97 | CYLINDRICAL RING | 700\157 | RING | 700 | 1.3.6.1.4.1.14519.5.2.1.1706.8040.215851567618101488120053473424 | 1.3.6.1.4.1.14519.5.2.1.1706.8040.129357290419342783673915126444 | TCIA | 10.7937/K9/TCIA.2017.umz8dv6s
HNSCC-01-0012 | ORIGINAL | PT | 128 | 1997-08-18 | PET,HEAD&NECK CA INIT | CORONAL TOMO | 544353605 | GE MEDICAL SYSTEMS | NULL | 26.14 | Positron Emission Tomography Image Storage | [9 empty] | FDG -- fluorodeoxyglucose | 551299987.793 | 6588 | 0.97 | CYLINDRICAL RING | 700\157 | RING | 700 | 1.3.6.1.4.1.14519.5.2.1.1706.8040.215851567618101488120053473424 | 1.3.6.1.4.1.14519.5.2.1.1706.8040.131710775076523711484314529493 | TCIA | 10.7937/K9/TCIA.2017.umz8dv6s
HNSCC-01-0012 | ORIGINAL | CT | 311 | 1997-08-18 | PET,HEAD&NECK CA INIT | CT Atten Cor Head In | 2 | GE MEDICAL SYSTEMS | Discovery ST | LightSpeedAppsdstm5_goc1_11D_R2.9N.IRIX646.5 | CT Image Storage | 120 | HELICAL MODE | 500 | 500 | 949.075 | 0 | CW | 675 | [9 empty] | 1.3.6.1.4.1.14519.5.2.1.1706.8040.215851567618101488120053473424 | 1.3.6.1.4.1.14519.5.2.1.1706.8040.161637689186468122492302479145 | TCIA | 10.7937/K9/TCIA.2017.umz8dv6s
HNSCC-01-0012 | ORIGINAL | PT | 311 | 1997-08-18 | PET,HEAD&NECK CA INIT | PET AC | 1 | GE MEDICAL SYSTEMS | Discovery ST | 26.14 | Positron Emission Tomography Image Storage | [9 empty] | FDG -- fluorodeoxyglucose | 547515520 | 6588 | 0.97 | CYLINDRICAL RING | 700\157 | RING | 700 | 1.3.6.1.4.1.14519.5.2.1.1706.8040.215851567618101488120053473424 | 1.3.6.1.4.1.14519.5.2.1.1706.8040.234489509474415175149717254932 | TCIA | 10.7937/K9/TCIA.2017.umz8dv6s
HNSCC-01-0012 | ORIGINAL | PT | 311 | 1997-08-18 | PET,HEAD&NECK CA INIT | No AC Recon | 2 | GE MEDICAL SYSTEMS | Discovery ST | 26.14 | Positron Emission Tomography Image Storage | [9 empty] | FDG -- fluorodeoxyglucose | 547515520 | 6588 | 0.97 | CYLINDRICAL RING | 700\157 | RING | 700 | 1.3.6.1.4.1.14519.5.2.1.1706.8040.215851567618101488120053473424 | 1.3.6.1.4.1.14519.5.2.1.1706.8040.656706498362274717709563965364 | TCIA | 10.7937/K9/TCIA.2017.umz8dv6s
HNSCC-01-0012 | NULL | RTDOSE | 1 | 1997-10-11 | RT SIMULATION | NULL | 1 | ADAC | Pinnacle3 | 9.8 | RT Dose Storage | [17 empty] | 1.3.6.1.4.1.14519.5.2.1.1706.8040.287474587644389801107944886133 | 1.3.6.1.4.1.14519.5.2.1.1706.8040.148315246427758227502915644149 | TCIA | 10.7937/K9/TCIA.2017.umz8dv6s
HNSCC-01-0012 | NULL | RTPLAN | 1 | 1997-10-11 | RT SIMULATION | NULL | 1 | ADAC | Pinnacle3 | 9.8 | RT Plan Storage | [17 empty] | 1.3.6.1.4.1.14519.5.2.1.1706.8040.287474587644389801107944886133 | 1.3.6.1.4.1.14519.5.2.1.1706.8040.200917326258929056942752661528 | TCIA | 10.7937/K9/TCIA.2017.umz8dv6s
HNSCC-01-0012 | NULL | RTSTRUCT | 1 | 1997-10-11 | RT SIMULATION | NULL | 1 | ADAC | Pinnacle3 | 9.8 | RT Structure Set Storage | [17 empty] | 1.3.6.1.4.1.14519.5.2.1.1706.8040.287474587644389801107944886133 | 1.3.6.1.4.1.14519.5.2.1.1706.8040.248109677438851262717745779821 | TCIA | 10.7937/K9/TCIA.2017.umz8dv6s
HNSCC-01-0012 | ORIGINAL | CT | 112 | 1997-10-11 | RT SIMULATION | NULL | 10 | GE MEDICAL SYSTEMS | NULL | NULL | CT Image Storage | [17 empty] | 1.3.6.1.4.1.14519.5.2.1.1706.8040.287474587644389801107944886133 | 1.3.6.1.4.1.14519.5.2.1.1706.8040.137470238305699116406990811509 | TCIA | 10.7937/K9/TCIA.2017.umz8dv6s
HNSCC-01-0012 | ORIGINAL | PT | 207 | 2004-09-18 | PET/CT HEAD & NECK CA | pet_ac_3d | 5 | GE MEDICAL SYSTEMS | Discovery STE | 41.04 | Positron Emission Tomography Image Storage | [9 empty] | FDG -- fluorodeoxyglucose | 347843136 | 6588 | 0.97 | CYLINDRICAL RING | 700\153 | NONE | 700 | 1.3.6.1.4.1.14519.5.2.1.1706.8040.707147090661149197284672293189 | 1.3.6.1.4.1.14519.5.2.1.1706.8040.104699151688979770023727809950 | TCIA | 10.7937/K9/TCIA.2017.umz8dv6s
HNSCC-01-0012 | ORIGINAL | PT | 127 | 2004-09-18 | PET/CT HEAD & NECK CA | PET_NAC_HEAD 3D | 10 | GE MEDICAL SYSTEMS | Discovery STE | 41.04 | Positron Emission Tomography Image Storage | [9 empty] | FDG -- fluorodeoxyglucose | 347843136 | 6588 | 0.97 | CYLINDRICAL RING | 700\153 | NONE | 700 | 1.3.6.1.4.1.14519.5.2.1.1706.8040.707147090661149197284672293189 | 1.3.6.1.4.1.14519.5.2.1.1706.8040.280304806521917943277476697959 | TCIA | 10.7937/K9/TCIA.2017.umz8dv6s
HNSCC-01-0012 | ORIGINAL | PT | 207 | 2004-09-18 | PET/CT HEAD & NECK CA | PET_NO AC 3DIR | 4 | GE MEDICAL SYSTEMS | Discovery STE | 41.04 | Positron Emission Tomography Image Storage | [9 empty] | FDG -- fluorodeoxyglucose | 347843136 | 6588 | 0.97 | CYLINDRICAL RING | 700\153 | NONE | 700 | 1.3.6.1.4.1.14519.5.2.1.1706.8040.707147090661149197284672293189 | 1.3.6.1.4.1.14519.5.2.1.1706.8040.306765063477534523577730960444 | TCIA | 10.7937/K9/TCIA.2017.umz8dv6s
HNSCC-01-0012 | ORIGINAL | PT | 127 | 2004-09-18 | PET/CT HEAD & NECK CA | PET_AC_HEAD 3D | 11 | GE MEDICAL SYSTEMS | Discovery STE | 41.04 | Positron Emission Tomography Image Storage | [9 empty] | FDG -- fluorodeoxyglucose | 347843136 | 6588 | 0.97 | CYLINDRICAL RING | 700\153 | NONE | 700 | 1.3.6.1.4.1.14519.5.2.1.1706.8040.707147090661149197284672293189 | 1.3.6.1.4.1.14519.5.2.1.1706.8040.316433724026419170586818692646 | TCIA | 10.7937/K9/TCIA.2017.umz8dv6s
HNSCC-01-0012 | ORIGINAL | CT | 207 | 2004-09-18 | PET/CT HEAD & NECK CA | CT Atten Cor Head IN | 2 | GE MEDICAL SYSTEMS | Discovery STE | dm09_hl2sp1.23 | CT Image Storage | 120 | HELICAL MODE | 500 | 500 | 949.075 | 0 | CW | 566 | 27.5 | [8 empty] | 1.3.6.1.4.1.14519.5.2.1.1706.8040.707147090661149197284672293189 | 1.3.6.1.4.1.14519.5.2.1.1706.8040.481266468070274082927886268523 | TCIA | 10.7937/K9/TCIA.2017.umz8dv6s
HNSCC-01-0013 | NULL | RTDOSE | 1 | 2006-06-04 | RT SIMULATION | NULL | 1 | ADAC | Pinnacle3 | 9.8 | RT Dose Storage | [17 empty] | 1.3.6.1.4.1.14519.5.2.1.1706.8040.168497932445673321580032665901 | 1.3.6.1.4.1.14519.5.2.1.1706.8040.106145914113442133567374188154 | TCIA | 10.7937/K9/TCIA.2017.umz8dv6s
HNSCC-01-0013 | NULL | RTPLAN | 1 | 2006-06-04 | RT SIMULATION | NULL | 1 | ADAC | Pinnacle3 | 9.8 | RT Plan Storage | [17 empty] | 1.3.6.1.4.1.14519.5.2.1.1706.8040.168497932445673321580032665901 | 1.3.6.1.4.1.14519.5.2.1.1706.8040.263572146414987554494971762247 | TCIA | 10.7937/K9/TCIA.2017.umz8dv6s
HNSCC-01-0013 | NULL | RTSTRUCT | 1 | 2006-06-04 | RT SIMULATION | NULL | 1 | ADAC | Pinnacle3 | 9.8 | RT Structure Set Storage | [17 empty] | 1.3.6.1.4.1.14519.5.2.1.1706.8040.168497932445673321580032665901 | 1.3.6.1.4.1.14519.5.2.1.1706.8040.861186590878556419702013806839 | TCIA | 10.7937/K9/TCIA.2017.umz8dv6s
HNSCC-01-0013 | ORIGINAL | CT | 134 | 2006-06-04 | RT SIMULATION | NULL | 10 | GE MEDICAL SYSTEMS | NULL | NULL | CT Image Storage | [17 empty] | 1.3.6.1.4.1.14519.5.2.1.1706.8040.168497932445673321580032665901 | 1.3.6.1.4.1.14519.5.2.1.1706.8040.171479535219301888832090322461 | TCIA | 10.7937/K9/TCIA.2017.umz8dv6s
HNSCC-01-0013 | ORIGINAL | PT | 127 | 2006-06-10 | PET/CT HEAD & NECK CA | PT_NAC_H&N | 11 | GE MEDICAL SYSTEMS | Discovery RX | 41.04 | Positron Emission Tomography Image Storage | [9 empty] | FDG -- fluorodeoxyglucose | 299801792 | 6588 | 0.97 | CYLINDRICAL RING | 700\153 | NONE | 700 | 1.3.6.1.4.1.14519.5.2.1.1706.8040.140007710113131655392002798816 | 1.3.6.1.4.1.14519.5.2.1.1706.8040.165205872482621039400161280174 | TCIA | 10.7937/K9/TCIA.2017.umz8dv6s
HNSCC-01-0013 | ORIGINAL | PT | 207 | 2006-06-10 | PET/CT HEAD & NECK CA | PT_AC | 5 | GE MEDICAL SYSTEMS | Discovery RX | 41.04 | Positron Emission Tomography Image Storage | [9 empty] | FDG -- fluorodeoxyglucose | 299801792 | 6588 | 0.97 | CYLINDRICAL RING | 700\153 | NONE | 700 | 1.3.6.1.4.1.14519.5.2.1.1706.8040.140007710113131655392002798816 | 1.3.6.1.4.1.14519.5.2.1.1706.8040.182842751020551115642307668560 | TCIA | 10.7937/K9/TCIA.2017.umz8dv6s
HNSCC-01-0013 | ORIGINAL | PT | 207 | 2006-06-10 | PET/CT HEAD & NECK CA | PT_NAC | 4 | GE MEDICAL SYSTEMS | Discovery RX | 41.04 | Positron Emission Tomography Image Storage | [9 empty] | FDG -- fluorodeoxyglucose | 299801792 | 6588 | 0.97 | CYLINDRICAL RING | 700\153 | NONE | 700 | 1.3.6.1.4.1.14519.5.2.1.1706.8040.140007710113131655392002798816 | 1.3.6.1.4.1.14519.5.2.1.1706.8040.251656721291436699800302392914 | TCIA | 10.7937/K9/TCIA.2017.umz8dv6s
HNSCC-01-0013 | ORIGINAL | CT | 207 | 2006-06-10 | PET/CT HEAD & NECK CA | CT Body | 2 | GE MEDICAL SYSTEMS | Discovery RX | dm09_hl2sp1.23 | CT Image Storage | 120 | HELICAL MODE | 500 | 500 | 949.075 | 0 | CW | 587 | 27.5 | [8 empty] | 1.3.6.1.4.1.14519.5.2.1.1706.8040.140007710113131655392002798816 | 1.3.6.1.4.1.14519.5.2.1.1706.8040.287987930927331488141971899452 | TCIA | 10.7937/K9/TCIA.2017.umz8dv6s
HNSCC-01-0013 | ORIGINAL | PT | 127 | 2006-06-10 | PET/CT HEAD & NECK CA | PT_AC_H&N | 10 | GE MEDICAL SYSTEMS | Discovery RX | 41.04 | Positron Emission Tomography Image Storage | [9 empty] | FDG -- fluorodeoxyglucose | 299801792 | 6588 | 0.97 | CYLINDRICAL RING | 700\153 | NONE | 700 | 1.3.6.1.4.1.14519.5.2.1.1706.8040.140007710113131655392002798816 | 1.3.6.1.4.1.14519.5.2.1.1706.8040.788118729805498391117643377872 | TCIA | 10.7937/K9/TCIA.2017.umz8dv6s
HNSCC-01-0013 | ORIGINAL | CT | 207 | 2006-10-29 | PET/CT HEAD & NECK CA | CT Body | 2 | GE MEDICAL SYSTEMS | Discovery STE | dm09_hl2sp1.23 | CT Image Storage | 120 | HELICAL MODE | 500 | 500 | 949.075 | 0 | CW | 587 | 27.5 | [8 empty] | 1.3.6.1.4.1.14519.5.2.1.1706.8040.373790096580298298066343915881 | 1.3.6.1.4.1.14519.5.2.1.1706.8040.130926492779149475311115533833 | TCIA | 10.7937/K9/TCIA.2017.umz8dv6s
HNSCC-01-0013 | ORIGINAL | PT | 207 | 2006-10-29 | PET/CT HEAD & NECK CA | PET NO AC | 5 | GE MEDICAL SYSTEMS | Discovery STE | 41.04 | Positron Emission Tomography Image Storage | [9 empty] | FDG -- fluorodeoxyglucose | 307995968 | 6588 | 0.97 | CYLINDRICAL RING | 700\153 | NONE | 700 | 1.3.6.1.4.1.14519.5.2.1.1706.8040.373790096580298298066343915881 | 1.3.6.1.4.1.14519.5.2.1.1706.8040.203350781214624257499110901178 | TCIA | 10.7937/K9/TCIA.2017.umz8dv6s
HNSCC-01-0013 | ORIGINAL | PT | 207 | 2006-10-29 | PET/CT HEAD & NECK CA | PET AC | 4 | GE MEDICAL SYSTEMS | Discovery STE | 41.04 | Positron Emission Tomography Image Storage | [9 empty] | FDG -- fluorodeoxyglucose | 307995968 | 6588 | 0.97 | CYLINDRICAL RING | 700\153 | NONE | 700 | 1.3.6.1.4.1.14519.5.2.1.1706.8040.373790096580298298066343915881 | 1.3.6.1.4.1.14519.5.2.1.1706.8040.245617346824094689690399610521 | TCIA | 10.7937/K9/TCIA.2017.umz8dv6s
HNSCC-01-0013 | ORIGINAL | PT | 127 | 2006-10-29 | PET/CT HEAD & NECK CA | PET No AC H&N | 11 | GE MEDICAL SYSTEMS | Discovery STE | 41.04 | Positron Emission Tomography Image Storage | [9 empty] | FDG -- fluorodeoxyglucose | 307995968 | 6588 | 0.97 | CYLINDRICAL RING | 700\153 | NONE | 700 | 1.3.6.1.4.1.14519.5.2.1.1706.8040.373790096580298298066343915881 | 1.3.6.1.4.1.14519.5.2.1.1706.8040.328908831038497238520109873903 | TCIA | 10.7937/K9/TCIA.2017.umz8dv6s
HNSCC-01-0013 | ORIGINAL | PT | 127 | 2006-10-29 | PET/CT HEAD & NECK CA | PET AC H&N | 10 | GE MEDICAL SYSTEMS | Discovery STE | 41.04 | Positron Emission Tomography Image Storage | [9 empty] | FDG -- fluorodeoxyglucose | 307995968 | 6588 | 0.97 | CYLINDRICAL RING | 700\153 | NONE | 700 | 1.3.6.1.4.1.14519.5.2.1.1706.8040.373790096580298298066343915881 | 1.3.6.1.4.1.14519.5.2.1.1706.8040.496383172085235556429327525698 | TCIA | 10.7937/K9/TCIA.2017.umz8dv6s
HNSCC-01-0014 | ORIGINAL | PT | 267 | 1999-12-08 | PET/CT HEAD & NECK CA | PET_NAC | 5 | GE MEDICAL SYSTEMS | Discovery RX | 41.04 | Positron Emission Tomography Image Storage | [9 empty] | FDG -- fluorodeoxyglucose | 592908160 | 6588 | 0.97 | CYLINDRICAL RING | 700\153 | RING | 700 | 1.3.6.1.4.1.14519.5.2.1.1706.8040.406837687114748131265120430204 | 1.3.6.1.4.1.14519.5.2.1.1706.8040.120100121605782413405188961616 | TCIA | 10.7937/K9/TCIA.2017.umz8dv6s
HNSCC-01-0014 | ORIGINAL | PT | 267 | 1999-12-08 | PET/CT HEAD & NECK CA | PET_AC 4MIN/BED | 4 | GE MEDICAL SYSTEMS | Discovery RX | 41.04 | Positron Emission Tomography Image Storage | [9 empty] | FDG -- fluorodeoxyglucose | 592908160 | 6588 | 0.97 | CYLINDRICAL RING | 700\153 | RING | 700 | 1.3.6.1.4.1.14519.5.2.1.1706.8040.406837687114748131265120430204 | 1.3.6.1.4.1.14519.5.2.1.1706.8040.169047087641271818420799373432 | TCIA | 10.7937/K9/TCIA.2017.umz8dv6s
HNSCC-01-0014 | ORIGINAL | CT | 267 | 1999-12-08 | PET/CT HEAD & NECK CA | CT Atten Cor Head IN | 2 | GE MEDICAL SYSTEMS | Discovery RX | pet_vct_hp.80 | CT Image Storage | 120 | HELICAL MODE | 500 | 500 | 949.075 | 0 | CW | 566 | 27.5 | [8 empty] | 1.3.6.1.4.1.14519.5.2.1.1706.8040.406837687114748131265120430204 | 1.3.6.1.4.1.14519.5.2.1.1706.8040.315087590602735188214213054783 | TCIA | 10.7937/K9/TCIA.2017.umz8dv6s
HNSCC-01-0014 | ORIGINAL | PT | 91 | 1999-12-08 | PET/CT HEAD & NECK CA | PET_NAC_HEAD | 11 | GE MEDICAL SYSTEMS | Discovery RX | 41.04 | Positron Emission Tomography Image Storage | [9 empty] | FDG -- fluorodeoxyglucose | 592908160 | 6588 | 0.97 | CYLINDRICAL RING | 700\153 | RING | 700 | 1.3.6.1.4.1.14519.5.2.1.1706.8040.406837687114748131265120430204 | 1.3.6.1.4.1.14519.5.2.1.1706.8040.323836894047193815339006216984 | TCIA | 10.7937/K9/TCIA.2017.umz8dv6s
HNSCC-01-0014 | ORIGINAL | PT | 91 | 1999-12-08 | PET/CT HEAD & NECK CA | PET_AC_HEAD | 10 | GE MEDICAL SYSTEMS | Discovery RX | 41.04 | Positron Emission Tomography Image Storage | [9 empty] | FDG -- fluorodeoxyglucose | 592908160 | 6588 | 0.97 | CYLINDRICAL RING | 700\153 | RING | 700 | 1.3.6.1.4.1.14519.5.2.1.1706.8040.406837687114748131265120430204 | 1.3.6.1.4.1.14519.5.2.1.1706.8040.336741633814171417721209697177 | TCIA | 10.7937/K9/TCIA.2017.umz8dv6s
HNSCC-01-0014 | NULL | RTDOSE | 1 | 1999-12-26 | RT SIMULATION | NULL | 1 | ADAC | Pinnacle3 | 9.8 | RT Dose Storage | [17 empty] | 1.3.6.1.4.1.14519.5.2.1.1706.8040.308984805535032858231120158696 | 1.3.6.1.4.1.14519.5.2.1.1706.8040.252616964793582818850297108523 | TCIA | 10.7937/K9/TCIA.2017.umz8dv6s
HNSCC-01-0014 | NULL | RTSTRUCT | 1 | 1999-12-26 | RT SIMULATION | NULL | 1 | ADAC | Pinnacle3 | 9.8 | RT Structure Set Storage | [17 empty] | 1.3.6.1.4.1.14519.5.2.1.1706.8040.308984805535032858231120158696 | 1.3.6.1.4.1.14519.5.2.1.1706.8040.260545759548329709848824379678 | TCIA | 10.7937/K9/TCIA.2017.umz8dv6s
HNSCC-01-0014 | NULL | RTPLAN | 1 | 1999-12-26 | RT SIMULATION | NULL | 1 | ADAC | Pinnacle3 | 9.8 | RT Plan Storage | [17 empty] | 1.3.6.1.4.1.14519.5.2.1.1706.8040.308984805535032858231120158696 | 1.3.6.1.4.1.14519.5.2.1.1706.8040.940515052014479205393860108781 | TCIA | 10.7937/K9/TCIA.2017.umz8dv6s
HNSCC-01-0014 | ORIGINAL | CT | 163 | 1999-12-26 | RT SIMULATION | NULL | 7 | Philips | Mx8000 IDT 16 | 4.2.1 | CT Image Storage | 120 | HELIX | 500 | 500 |  | 0 | CW | [10 empty] | 1.3.6.1.4.1.14519.5.2.1.1706.8040.308984805535032858231120158696 | 1.3.6.1.4.1.14519.5.2.1.1706.8040.355049413070332775300023111313 | TCIA | 10.7937/K9/TCIA.2017.umz8dv6s
HNSCC-01-0014 | ORIGINAL | CT | 223 | 2000-05-21 | PET/CT HEAD & NECK CA | CT Atten Cor Head In | 2 | GE MEDICAL SYSTEMS | Discovery ST | LightSpeedAppsdstm5_goc1_11D_R2.9N.IRIX646.5 | CT Image Storage | 120 | HELICAL MODE | 500 | 500 | 949.075 | 0 | CW | 675 | [9 empty] | 1.3.6.1.4.1.14519.5.2.1.1706.8040.219021644780283141818245545876 | 1.3.6.1.4.1.14519.5.2.1.1706.8040.136651371772229018246832040842 | TCIA | 10.7937/K9/TCIA.2017.umz8dv6s
HNSCC-01-0014 | ORIGINAL | PT | 91 | 2000-05-21 | PET/CT HEAD & NECK CA | No AC Recon H&N | 2 | GE MEDICAL SYSTEMS | Discovery ST | 26.14 | Positron Emission Tomography Image Storage | [9 empty] | FDG -- fluorodeoxyglucose | 683072640 | 6588 | 0.97 | CYLINDRICAL RING | 700\157 | RING | 700 | 1.3.6.1.4.1.14519.5.2.1.1706.8040.219021644780283141818245545876 | 1.3.6.1.4.1.14519.5.2.1.1706.8040.139265136299344251747706404483 | TCIA | 10.7937/K9/TCIA.2017.umz8dv6s
HNSCC-01-0014 | ORIGINAL | PT | 90 | 2000-05-21 | PET/CT HEAD & NECK CA | PET AC H&N | 1 | GE MEDICAL SYSTEMS | Discovery ST | 26.14 | Positron Emission Tomography Image Storage | [9 empty] | FDG -- fluorodeoxyglucose | 683072640 | 6588 | 0.97 | CYLINDRICAL RING | 700\157 | RING | 700 | 1.3.6.1.4.1.14519.5.2.1.1706.8040.219021644780283141818245545876 | 1.3.6.1.4.1.14519.5.2.1.1706.8040.146099551635924378316109965736 | TCIA | 10.7937/K9/TCIA.2017.umz8dv6s
HNSCC-01-0014 | ORIGINAL | PT | 223 | 2000-05-21 | PET/CT HEAD & NECK CA | PET AC | 1 | GE MEDICAL SYSTEMS | Discovery ST | 26.14 | Positron Emission Tomography Image Storage | [9 empty] | FDG -- fluorodeoxyglucose | 683072640 | 6588 | 0.97 | CYLINDRICAL RING | 700\157 | RING | 700 | 1.3.6.1.4.1.14519.5.2.1.1706.8040.219021644780283141818245545876 | 1.3.6.1.4.1.14519.5.2.1.1706.8040.260550067471232993738919597429 | TCIA | 10.7937/K9/TCIA.2017.umz8dv6s
HNSCC-01-0014 | ORIGINAL | PT | 223 | 2000-05-21 | PET/CT HEAD & NECK CA | No AC Recon | 2 | GE MEDICAL SYSTEMS | Discovery ST | 26.14 | Positron Emission Tomography Image Storage | [9 empty] | FDG -- fluorodeoxyglucose | 683072640 | 6588 | 0.97 | CYLINDRICAL RING | 700\157 | RING | 700 | 1.3.6.1.4.1.14519.5.2.1.1706.8040.219021644780283141818245545876 | 1.3.6.1.4.1.14519.5.2.1.1706.8040.372540967974725025542901344761 | TCIA | 10.7937/K9/TCIA.2017.umz8dv6s
HNSCC-01-0015 | ORIGINAL | PT | 128 | 1998-02-16 | PET,HEAD&NECK CA INIT | CORONAL TOMO | 92043793 | GE MEDICAL SYSTEMS | NULL | 26.14 | Positron Emission Tomography Image Storage | [9 empty] | FDG -- fluorodeoxyglucose | 678210021.9727 | 6588 | 0.97 | CYLINDRICAL RING | 700\157 | RING | 700 | 1.3.6.1.4.1.14519.5.2.1.1706.8040.102778142423287119489813332402 | 1.3.6.1.4.1.14519.5.2.1.1706.8040.113070930250167848268217423769 | TCIA | 10.7937/K9/TCIA.2017.umz8dv6s
HNSCC-01-0015 | ORIGINAL | CT | 355 | 1998-02-16 | PET,HEAD&NECK CA INIT | CT Atten Cor Head In | 2 | GE MEDICAL SYSTEMS | Discovery ST | LightSpeedAppsdstm5_goc1_11D_R2.9N.IRIX646.5 | CT Image Storage | 120 | HELICAL MODE | 500 | 500 | 949.075 | 0 | CW | 675 | [9 empty] | 1.3.6.1.4.1.14519.5.2.1.1706.8040.102778142423287119489813332402 | 1.3.6.1.4.1.14519.5.2.1.1706.8040.204266831882578061832257003884 | TCIA | 10.7937/K9/TCIA.2017.umz8dv6s
HNSCC-01-0015 | ORIGINAL | PT | 355 | 1998-02-16 | PET,HEAD&NECK CA INIT | PET AC rad onc | 1 | GE MEDICAL SYSTEMS | Discovery ST | 26.14 | Positron Emission Tomography Image Storage | [9 empty] | FDG -- fluorodeoxyglucose | 665582592 | 6588 | 0.97 | CYLINDRICAL RING | 700\157 | RING | 500 | 1.3.6.1.4.1.14519.5.2.1.1706.8040.102778142423287119489813332402 | 1.3.6.1.4.1.14519.5.2.1.1706.8040.207820486157849122249217886735 | TCIA | 10.7937/K9/TCIA.2017.umz8dv6s
HNSCC-01-0015 | ORIGINAL | PT | 355 | 1998-02-16 | PET,HEAD&NECK CA INIT | PET AC | 3 | GE MEDICAL SYSTEMS | Discovery ST | 26.14 | Positron Emission Tomography Image Storage | [9 empty] | FDG -- fluorodeoxyglucose | 665582592 | 6588 | 0.97 | CYLINDRICAL RING | 700\157 | RING | 700 | 1.3.6.1.4.1.14519.5.2.1.1706.8040.102778142423287119489813332402 | 1.3.6.1.4.1.14519.5.2.1.1706.8040.210295060201393249688435829273 | TCIA | 10.7937/K9/TCIA.2017.umz8dv6s
HNSCC-01-0015 | ORIGINAL | PT | 355 | 1998-02-16 | PET,HEAD&NECK CA INIT | No AC Recon | 2 | GE MEDICAL SYSTEMS | Discovery ST | 26.14 | Positron Emission Tomography Image Storage | [9 empty] | FDG -- fluorodeoxyglucose | 665582592 | 6588 | 0.97 | CYLINDRICAL RING | 700\157 | RING | 700 | 1.3.6.1.4.1.14519.5.2.1.1706.8040.102778142423287119489813332402 | 1.3.6.1.4.1.14519.5.2.1.1706.8040.293046757089155665394737075732 | TCIA | 10.7937/K9/TCIA.2017.umz8dv6s
HNSCC-01-0015 | ORIGINAL | PT | 32 | 1998-02-16 | PET,HEAD&NECK CA INIT | MIP | 123 | GE MEDICAL SYSTEMS | NULL | 26.14 | Positron Emission Tomography Image Storage | [9 empty] | FDG -- fluorodeoxyglucose | 678210021.9727 | 6588 | 0.97 | CYLINDRICAL RING | 700\157 | RING | 700 | 1.3.6.1.4.1.14519.5.2.1.1706.8040.102778142423287119489813332402 | 1.3.6.1.4.1.14519.5.2.1.1706.8040.336690022827235516240422883877 | TCIA | 10.7937/K9/TCIA.2017.umz8dv6s
HNSCC-01-0015 | NULL | RTSTRUCT | 1 | 1998-02-16 | RT SIMULATION | NULL | 1 | ADAC | Pinnacle3 | 9.8 | RT Structure Set Storage | [17 empty] | 1.3.6.1.4.1.14519.5.2.1.1706.8040.191479655018598128843590183066 | 1.3.6.1.4.1.14519.5.2.1.1706.8040.132210437947994171481311936072 | TCIA | 10.7937/K9/TCIA.2017.umz8dv6s
HNSCC-01-0015 | NULL | RTDOSE | 1 | 1998-02-16 | RT SIMULATION | NULL | 1 | ADAC | Pinnacle3 | 9.8 | RT Dose Storage | [17 empty] | 1.3.6.1.4.1.14519.5.2.1.1706.8040.191479655018598128843590183066 | 1.3.6.1.4.1.14519.5.2.1.1706.8040.164087141042907421987189044571 | TCIA | 10.7937/K9/TCIA.2017.umz8dv6s
HNSCC-01-0015 | NULL | RTPLAN | 1 | 1998-02-16 | RT SIMULATION | NULL | 1 | ADAC | Pinnacle3 | 9.8 | RT Plan Storage | [17 empty] | 1.3.6.1.4.1.14519.5.2.1.1706.8040.191479655018598128843590183066 | 1.3.6.1.4.1.14519.5.2.1.1706.8040.238592717359799547016979528215 | TCIA | 10.7937/K9/TCIA.2017.umz8dv6s
HNSCC-01-0015 | ORIGINAL | CT | 162 | 1998-02-16 | RT SIMULATION | NULL | 10 | GE MEDICAL SYSTEMS | NULL | NULL | CT Image Storage | [17 empty] | 1.3.6.1.4.1.14519.5.2.1.1706.8040.191479655018598128843590183066 | 1.3.6.1.4.1.14519.5.2.1.1706.8040.238366477905833211988336353517 | TCIA | 10.7937/K9/TCIA.2017.umz8dv6s
HNSCC-01-0015 | ORIGINAL | PT | 91 | 2000-07-22 | PET/CT HEAD & NECK CA | PET_NAC_HEAD | 11 | GE MEDICAL SYSTEMS | Discovery RX | 41.04 | Positron Emission Tomography Image Storage | [9 empty] | FDG -- fluorodeoxyglucose | 730171904 | 6588 | 0.97 | CYLINDRICAL RING | 700\153 | RING | 700 | 1.3.6.1.4.1.14519.5.2.1.1706.8040.308274189566824023670577877784 | 1.3.6.1.4.1.14519.5.2.1.1706.8040.175285718168700725049635045906 | TCIA | 10.7937/K9/TCIA.2017.umz8dv6s
HNSCC-01-0015 | ORIGINAL | PT | 91 | 2000-07-22 | PET/CT HEAD & NECK CA | PET_AC_HEAD | 10 | GE MEDICAL SYSTEMS | Discovery RX | 41.04 | Positron Emission Tomography Image Storage | [9 empty] | FDG -- fluorodeoxyglucose | 730171904 | 6588 | 0.97 | CYLINDRICAL RING | 700\153 | RING | 700 | 1.3.6.1.4.1.14519.5.2.1.1706.8040.308274189566824023670577877784 | 1.3.6.1.4.1.14519.5.2.1.1706.8040.204026042398504447909526872943 | TCIA | 10.7937/K9/TCIA.2017.umz8dv6s
HNSCC-01-0015 | ORIGINAL | CT | 223 | 2000-07-22 | PET/CT HEAD & NECK CA | CT Atten Cor Head IN | 2 | GE MEDICAL SYSTEMS | Discovery RX | pet_vct_hp.80 | CT Image Storage | 120 | HELICAL MODE | 500 | 500 | 949.075 | 0 | CW | 566 | 27.5 | [8 empty] | 1.3.6.1.4.1.14519.5.2.1.1706.8040.308274189566824023670577877784 | 1.3.6.1.4.1.14519.5.2.1.1706.8040.248390746342796815559522972003 | TCIA | 10.7937/K9/TCIA.2017.umz8dv6s
HNSCC-01-0015 | ORIGINAL | PT | 223 | 2000-07-22 | PET/CT HEAD & NECK CA | PET_NAC | 5 | GE MEDICAL SYSTEMS | Discovery RX | 41.04 | Positron Emission Tomography Image Storage | [9 empty] | FDG -- fluorodeoxyglucose | 730171904 | 6588 | 0.97 | CYLINDRICAL RING | 700\153 | RING | 700 | 1.3.6.1.4.1.14519.5.2.1.1706.8040.308274189566824023670577877784 | 1.3.6.1.4.1.14519.5.2.1.1706.8040.331082972926152849521550549249 | TCIA | 10.7937/K9/TCIA.2017.umz8dv6s
HNSCC-01-0015 | ORIGINAL | PT | 223 | 2000-07-22 | PET/CT HEAD & NECK CA | PET_AC | 4 | GE MEDICAL SYSTEMS | Discovery RX | 41.04 | Positron Emission Tomography Image Storage | [9 empty] | FDG -- fluorodeoxyglucose | 730171904 | 6588 | 0.97 | CYLINDRICAL RING | 700\153 | RING | 700 | 1.3.6.1.4.1.14519.5.2.1.1706.8040.308274189566824023670577877784 | 1.3.6.1.4.1.14519.5.2.1.1706.8040.746410436668860662420686500387 | TCIA | 10.7937/K9/TCIA.2017.umz8dv6s
HNSCC-01-0016 | ORIGINAL | CT | 311 | 1998-02-17 | PET/CT HEAD&NECK CA IN | CT Atten Cor Head In | 2 | GE MEDICAL SYSTEMS | Discovery ST | LightSpeedverrel | CT Image Storage | 120 | HELICAL MODE | 500 | 500 | 949.075 | 0 | CW | 566 | [9 empty] | 1.3.6.1.4.1.14519.5.2.1.1706.8040.531519257438417337440281485845 | 1.3.6.1.4.1.14519.5.2.1.1706.8040.125534872967532960670365793254 | TCIA | 10.7937/K9/TCIA.2017.umz8dv6s
HNSCC-01-0016 | ORIGINAL | PT | 311 | 1998-02-17 | PET/CT HEAD&NECK CA IN | PET AC | 1 | GE MEDICAL SYSTEMS | Discovery ST | 26.14 | Positron Emission Tomography Image Storage | [9 empty] | FDG -- fluorodeoxyglucose | 629036992 | 6588 | 0.97 | CYLINDRICAL RING | 700\157 | RING | 700 | 1.3.6.1.4.1.14519.5.2.1.1706.8040.531519257438417337440281485845 | 1.3.6.1.4.1.14519.5.2.1.1706.8040.139032530605728437181145672938 | TCIA | 10.7937/K9/TCIA.2017.umz8dv6s
HNSCC-01-0016 | ORIGINAL | PT | 60 | 1998-02-17 | PET/CT HEAD&NECK CA IN | MIP | 123 | GE MEDICAL SYSTEMS | NULL | 26.14 | Positron Emission Tomography Image Storage | [9 empty] | FDG -- fluorodeoxyglucose | 629036987.3047 | 6588 | 0.97 | CYLINDRICAL RING | 700\157 | RING | 700 | 1.3.6.1.4.1.14519.5.2.1.1706.8040.531519257438417337440281485845 | 1.3.6.1.4.1.14519.5.2.1.1706.8040.211671185541510132403006450599 | TCIA | 10.7937/K9/TCIA.2017.umz8dv6s
HNSCC-01-0016 | ORIGINAL | PT | 128 | 1998-02-17 | PET/CT HEAD&NECK CA IN | CORONAL TOMO | 781625226 | GE MEDICAL SYSTEMS | NULL | 26.14 | Positron Emission Tomography Image Storage | [9 empty] | FDG -- fluorodeoxyglucose | 629036987.3047 | 6588 | 0.97 | CYLINDRICAL RING | 700\157 | RING | 700 | 1.3.6.1.4.1.14519.5.2.1.1706.8040.531519257438417337440281485845 | 1.3.6.1.4.1.14519.5.2.1.1706.8040.294754637083764774746147498921 | TCIA | 10.7937/K9/TCIA.2017.umz8dv6s
HNSCC-01-0016 | ORIGINAL | PT | 311 | 1998-02-17 | PET/CT HEAD&NECK CA IN | PET NO AC | 2 | GE MEDICAL SYSTEMS | Discovery ST | 26.14 | Positron Emission Tomography Image Storage | [9 empty] | FDG -- fluorodeoxyglucose | 629036992 | 6588 | 0.97 | CYLINDRICAL RING | 700\157 | RING | 700 | 1.3.6.1.4.1.14519.5.2.1.1706.8040.531519257438417337440281485845 | 1.3.6.1.4.1.14519.5.2.1.1706.8040.310501803459711991607538394212 | TCIA | 10.7937/K9/TCIA.2017.umz8dv6s
HNSCC-01-0016 | NULL | RTPLAN | 1 | 1998-03-07 | RT SIMULATION | NULL | 1 | ADAC | Pinnacle3 | 9.8 | RT Plan Storage | [17 empty] | 1.3.6.1.4.1.14519.5.2.1.1706.8040.314652043749289071825390564055 | 1.3.6.1.4.1.14519.5.2.1.1706.8040.277557226788300732433405897019 | TCIA | 10.7937/K9/TCIA.2017.umz8dv6s
HNSCC-01-0016 | NULL | RTSTRUCT | 1 | 1998-03-07 | RT SIMULATION | NULL | 1 | ADAC | Pinnacle3 | 9.8 | RT Structure Set Storage | [17 empty] | 1.3.6.1.4.1.14519.5.2.1.1706.8040.314652043749289071825390564055 | 1.3.6.1.4.1.14519.5.2.1.1706.8040.489912656615939832392549095271 | TCIA | 10.7937/K9/TCIA.2017.umz8dv6s
HNSCC-01-0016 | NULL | RTDOSE | 1 | 1998-03-07 | RT SIMULATION | NULL | 1 | ADAC | Pinnacle3 | 9.8 | RT Dose Storage | [17 empty] | 1.3.6.1.4.1.14519.5.2.1.1706.8040.314652043749289071825390564055 | 1.3.6.1.4.1.14519.5.2.1.1706.8040.712511162818708017143159026215 | TCIA | 10.7937/K9/TCIA.2017.umz8dv6s
HNSCC-01-0016 | ORIGINAL | CT | 142 | 1998-03-07 | RT SIMULATION | NULL | 10 | GE MEDICAL SYSTEMS | NULL | NULL | CT Image Storage | [17 empty] | 1.3.6.1.4.1.14519.5.2.1.1706.8040.314652043749289071825390564055 | 1.3.6.1.4.1.14519.5.2.1.1706.8040.267466138219758686577021215759 | TCIA | 10.7937/K9/TCIA.2017.umz8dv6s
HNSCC-01-0016 | ORIGINAL | PT | 127 | 2000-12-16 | PET/CT HEAD & NECK CA | PET_AC_HEAD 3D | 11 | GE MEDICAL SYSTEMS | Discovery STE | 41.04 | Positron Emission Tomography Image Storage | [9 empty] | FDG -- fluorodeoxyglucose | 411515328 | 6588 | 0.97 | CYLINDRICAL RING | 700\153 | NONE | 700 | 1.3.6.1.4.1.14519.5.2.1.1706.8040.205346997149422859216479818262 | 1.3.6.1.4.1.14519.5.2.1.1706.8040.190518510364132551394112037984 | TCIA | 10.7937/K9/TCIA.2017.umz8dv6s
HNSCC-01-0016 | ORIGINAL | PT | 247 | 2000-12-16 | PET/CT HEAD & NECK CA | pet_ac_3d | 5 | GE MEDICAL SYSTEMS | Discovery STE | 41.04 | Positron Emission Tomography Image Storage | [9 empty] | FDG -- fluorodeoxyglucose | 411515328 | 6588 | 0.97 | CYLINDRICAL RING | 700\153 | NONE | 700 | 1.3.6.1.4.1.14519.5.2.1.1706.8040.205346997149422859216479818262 | 1.3.6.1.4.1.14519.5.2.1.1706.8040.301826249127659259132803098864 | TCIA | 10.7937/K9/TCIA.2017.umz8dv6s
HNSCC-01-0016 | ORIGINAL | PT | 247 | 2000-12-16 | PET/CT HEAD & NECK CA | PET_NO AC 3DIR | 4 | GE MEDICAL SYSTEMS | Discovery STE | 41.04 | Positron Emission Tomography Image Storage | [9 empty] | FDG -- fluorodeoxyglucose | 411515328 | 6588 | 0.97 | CYLINDRICAL RING | 700\153 | NONE | 700 | 1.3.6.1.4.1.14519.5.2.1.1706.8040.205346997149422859216479818262 | 1.3.6.1.4.1.14519.5.2.1.1706.8040.319244551834691277646212507692 | TCIA | 10.7937/K9/TCIA.2017.umz8dv6s
HNSCC-01-0016 | ORIGINAL | PT | 127 | 2000-12-16 | PET/CT HEAD & NECK CA | PET_NAC_HEAD 3D | 10 | GE MEDICAL SYSTEMS | Discovery STE | 41.04 | Positron Emission Tomography Image Storage | [9 empty] | FDG -- fluorodeoxyglucose | 411515328 | 6588 | 0.97 | CYLINDRICAL RING | 700\153 | NONE | 700 | 1.3.6.1.4.1.14519.5.2.1.1706.8040.205346997149422859216479818262 | 1.3.6.1.4.1.14519.5.2.1.1706.8040.522968953739412051721882915610 | TCIA | 10.7937/K9/TCIA.2017.umz8dv6s
HNSCC-01-0016 | ORIGINAL | CT | 247 | 2000-12-16 | PET/CT HEAD & NECK CA | CT Atten Cor Head IN | 2 | GE MEDICAL SYSTEMS | Discovery STE | 07MWHL36.4 | CT Image Storage | 120 | HELICAL MODE | 500 | 500 | 949.075 | 0 | CW | 566 | 27.5 | [8 empty] | 1.3.6.1.4.1.14519.5.2.1.1706.8040.205346997149422859216479818262 | 1.3.6.1.4.1.14519.5.2.1.1706.8040.901454004618984326803039730073 | TCIA | 10.7937/K9/TCIA.2017.umz8dv6s
HNSCC-01-0017 | NULL | RTDOSE | 1 | 1998-05-04 | RT SIMULATION | NULL | 1 | ADAC | Pinnacle3 | 9.8 | RT Dose Storage | [17 empty] | 1.3.6.1.4.1.14519.5.2.1.1706.8040.214975487390819799657558338793 | 1.3.6.1.4.1.14519.5.2.1.1706.8040.138123732836673381970546008193 | TCIA | 10.7937/K9/TCIA.2017.umz8dv6s
HNSCC-01-0017 | NULL | RTSTRUCT | 1 | 1998-05-04 | RT SIMULATION | NULL | 1 | ADAC | Pinnacle3 | 9.8 | RT Structure Set Storage | [17 empty] | 1.3.6.1.4.1.14519.5.2.1.1706.8040.214975487390819799657558338793 | 1.3.6.1.4.1.14519.5.2.1.1706.8040.189458137358686266041562605907 | TCIA | 10.7937/K9/TCIA.2017.umz8dv6s
HNSCC-01-0017 | NULL | RTPLAN | 1 | 1998-05-04 | RT SIMULATION | NULL | 1 | ADAC | Pinnacle3 | 9.8 | RT Plan Storage | [17 empty] | 1.3.6.1.4.1.14519.5.2.1.1706.8040.214975487390819799657558338793 | 1.3.6.1.4.1.14519.5.2.1.1706.8040.630166376324339095866295894751 | TCIA | 10.7937/K9/TCIA.2017.umz8dv6s
HNSCC-01-0017 | ORIGINAL | CT | 130 | 1998-05-04 | RT SIMULATION | NULL | 10 | GE MEDICAL SYSTEMS | NULL | NULL | CT Image Storage | [17 empty] | 1.3.6.1.4.1.14519.5.2.1.1706.8040.214975487390819799657558338793 | 1.3.6.1.4.1.14519.5.2.1.1706.8040.288359872638235890981308976074 | TCIA | 10.7937/K9/TCIA.2017.umz8dv6s
HNSCC-01-0017 | ORIGINAL | PT | 32 | 1998-05-06 | PET,HEAD&NECK CA INIT | MIP | 123 | GE MEDICAL SYSTEMS | NULL | 26.14 | Positron Emission Tomography Image Storage | [9 empty] | FDG -- fluorodeoxyglucose | 678210021.9727 | 6588 | 0.97 | CYLINDRICAL RING | 700\157 | RING | 700 | 1.3.6.1.4.1.14519.5.2.1.1706.8040.155639837067785451012676349203 | 1.3.6.1.4.1.14519.5.2.1.1706.8040.164238756378821967655939682481 | TCIA | 10.7937/K9/TCIA.2017.umz8dv6s
HNSCC-01-0017 | ORIGINAL | PT | 311 | 1998-05-06 | PET,HEAD&NECK CA INIT | PET AC rad onc | 1 | GE MEDICAL SYSTEMS | Discovery ST | 26.14 | Positron Emission Tomography Image Storage | [9 empty] | FDG -- fluorodeoxyglucose | 650509312 | 6588 | 0.97 | CYLINDRICAL RING | 700\157 | RING | 500 | 1.3.6.1.4.1.14519.5.2.1.1706.8040.155639837067785451012676349203 | 1.3.6.1.4.1.14519.5.2.1.1706.8040.197969932562434748853430396763 | TCIA | 10.7937/K9/TCIA.2017.umz8dv6s
HNSCC-01-0017 | ORIGINAL | PT | 311 | 1998-05-06 | PET,HEAD&NECK CA INIT | No AC Recon | 2 | GE MEDICAL SYSTEMS | Discovery ST | 26.14 | Positron Emission Tomography Image Storage | [9 empty] | FDG -- fluorodeoxyglucose | 650509312 | 6588 | 0.97 | CYLINDRICAL RING | 700\157 | RING | 700 | 1.3.6.1.4.1.14519.5.2.1.1706.8040.155639837067785451012676349203 | 1.3.6.1.4.1.14519.5.2.1.1706.8040.217334737788946772135772736894 | TCIA | 10.7937/K9/TCIA.2017.umz8dv6s
HNSCC-01-0017 | ORIGINAL | PT | 311 | 1998-05-06 | PET,HEAD&NECK CA INIT | PET AC | 3 | GE MEDICAL SYSTEMS | Discovery ST | 26.14 | Positron Emission Tomography Image Storage | [9 empty] | FDG -- fluorodeoxyglucose | 650509312 | 6588 | 0.97 | CYLINDRICAL RING | 700\157 | RING | 700 | 1.3.6.1.4.1.14519.5.2.1.1706.8040.155639837067785451012676349203 | 1.3.6.1.4.1.14519.5.2.1.1706.8040.282553972514250312688114842360 | TCIA | 10.7937/K9/TCIA.2017.umz8dv6s
HNSCC-01-0017 | ORIGINAL | PT | 128 | 1998-05-06 | PET,HEAD&NECK CA INIT | CORONAL TOMO | 11616081 | GE MEDICAL SYSTEMS | NULL | 26.14 | Positron Emission Tomography Image Storage | [9 empty] | FDG -- fluorodeoxyglucose | 678210021.9727 | 6588 | 0.97 | CYLINDRICAL RING | 700\157 | RING | 700 | 1.3.6.1.4.1.14519.5.2.1.1706.8040.155639837067785451012676349203 | 1.3.6.1.4.1.14519.5.2.1.1706.8040.299536295968802489247833463298 | TCIA | 10.7937/K9/TCIA.2017.umz8dv6s
HNSCC-01-0017 | ORIGINAL | CT | 267 | 1998-05-06 | PET,HEAD&NECK CA INIT | Recon 2: CT Atten Cor Head In | 3 | GE MEDICAL SYSTEMS | Discovery ST | LightSpeedAppsdstm5_goc1_11D_R2.9N.IRIX646.5 | CT Image Storage | 120 | HELICAL MODE | 500 | 500 | 949.075 | 0 | CW | 675 | [9 empty] | 1.3.6.1.4.1.14519.5.2.1.1706.8040.155639837067785451012676349203 | 1.3.6.1.4.1.14519.5.2.1.1706.8040.535321638370078983935097549417 | TCIA | 10.7937/K9/TCIA.2017.umz8dv6s
HNSCC-01-0017 | ORIGINAL | CT | 223 | 1999-12-06 | PET/CT HEAD & NECK CA | CT Atten Cor Head IN | 2 | GE MEDICAL SYSTEMS | Discovery RX | pet_vct_hp.80 | CT Image Storage | 120 | HELICAL MODE | 500 | 500 | 949.075 | 0 | CW | 566 | 27.5 | [8 empty] | 1.3.6.1.4.1.14519.5.2.1.1706.8040.140259574341328070545925125953 | 1.3.6.1.4.1.14519.5.2.1.1706.8040.150928240104071154300952918685 | TCIA | 10.7937/K9/TCIA.2017.umz8dv6s
HNSCC-01-0017 | ORIGINAL | PT | 223 | 1999-12-06 | PET/CT HEAD & NECK CA | PET_NAC | 5 | GE MEDICAL SYSTEMS | Discovery RX | 41.04 | Positron Emission Tomography Image Storage | [9 empty] | FDG -- fluorodeoxyglucose | 665942592 | 6588 | 0.97 | CYLINDRICAL RING | 700\153 | RING | 700 | 1.3.6.1.4.1.14519.5.2.1.1706.8040.140259574341328070545925125953 | 1.3.6.1.4.1.14519.5.2.1.1706.8040.217714809125900072067047156656 | TCIA | 10.7937/K9/TCIA.2017.umz8dv6s
HNSCC-01-0017 | ORIGINAL | PT | 223 | 1999-12-06 | PET/CT HEAD & NECK CA | PET_AC | 4 | GE MEDICAL SYSTEMS | Discovery RX | 41.04 | Positron Emission Tomography Image Storage | [9 empty] | FDG -- fluorodeoxyglucose | 665942592 | 6588 | 0.97 | CYLINDRICAL RING | 700\153 | RING | 700 | 1.3.6.1.4.1.14519.5.2.1.1706.8040.140259574341328070545925125953 | 1.3.6.1.4.1.14519.5.2.1.1706.8040.305597392617717345023918619717 | TCIA | 10.7937/K9/TCIA.2017.umz8dv6s
HNSCC-01-0017 | ORIGINAL | PT | 135 | 1999-12-06 | PET/CT HEAD & NECK CA | PET_AC_HEAD | 10 | GE MEDICAL SYSTEMS | Discovery RX | 41.04 | Positron Emission Tomography Image Storage | [9 empty] | FDG -- fluorodeoxyglucose | 665942592 | 6588 | 0.97 | CYLINDRICAL RING | 700\153 | RING | 700 | 1.3.6.1.4.1.14519.5.2.1.1706.8040.140259574341328070545925125953 | 1.3.6.1.4.1.14519.5.2.1.1706.8040.317346164471332136851148237859 | TCIA | 10.7937/K9/TCIA.2017.umz8dv6s
HNSCC-01-0017 | ORIGINAL | PT | 135 | 1999-12-06 | PET/CT HEAD & NECK CA | PET_NAC_HEAD | 11 | GE MEDICAL SYSTEMS | Discovery RX | 41.04 | Positron Emission Tomography Image Storage | [9 empty] | FDG -- fluorodeoxyglucose | 665942592 | 6588 | 0.97 | CYLINDRICAL RING | 700\153 | RING | 700 | 1.3.6.1.4.1.14519.5.2.1.1706.8040.140259574341328070545925125953 | 1.3.6.1.4.1.14519.5.2.1.1706.8040.839982077555298778064089783543 | TCIA | 10.7937/K9/TCIA.2017.umz8dv6s
HNSCC-01-0018 | ORIGINAL | PT | 60 | 1998-04-08 | PET/CT HEAD&NECK CA IN | MIP | 123 | GE MEDICAL SYSTEMS | NULL | 26.14 | Positron Emission Tomography Image Storage | [9 empty] | FDG -- fluorodeoxyglucose | 621599975.5859 | 6588 | 0.97 | CYLINDRICAL RING | 700\157 | RING | 700 | 1.3.6.1.4.1.14519.5.2.1.1706.8040.127472873217291383974396614608 | 1.3.6.1.4.1.14519.5.2.1.1706.8040.114438290623809893208866028060 | TCIA | 10.7937/K9/TCIA.2017.umz8dv6s
HNSCC-01-0018 | ORIGINAL | PT | 267 | 1998-04-08 | PET/CT HEAD&NECK CA IN | PET AC | 1 | GE MEDICAL SYSTEMS | Discovery ST | 26.14 | Positron Emission Tomography Image Storage | [9 empty] | FDG -- fluorodeoxyglucose | 616571264 | 6588 | 0.97 | CYLINDRICAL RING | 700\157 | RING | 700 | 1.3.6.1.4.1.14519.5.2.1.1706.8040.127472873217291383974396614608 | 1.3.6.1.4.1.14519.5.2.1.1706.8040.159305127258741659862306318529 | TCIA | 10.7937/K9/TCIA.2017.umz8dv6s
HNSCC-01-0018 | ORIGINAL | PT | 128 | 1998-04-08 | PET/CT HEAD&NECK CA IN | CORONAL TOMO | 788348844 | GE MEDICAL SYSTEMS | NULL | 26.14 | Positron Emission Tomography Image Storage | [9 empty] | FDG -- fluorodeoxyglucose | 621599975.5859 | 6588 | 0.97 | CYLINDRICAL RING | 700\157 | RING | 700 | 1.3.6.1.4.1.14519.5.2.1.1706.8040.127472873217291383974396614608 | 1.3.6.1.4.1.14519.5.2.1.1706.8040.281441897634434213395617211567 | TCIA | 10.7937/K9/TCIA.2017.umz8dv6s
HNSCC-01-0018 | ORIGINAL | PT | 267 | 1998-04-08 | PET/CT HEAD&NECK CA IN | PET NO AC | 2 | GE MEDICAL SYSTEMS | Discovery ST | 26.14 | Positron Emission Tomography Image Storage | [9 empty] | FDG -- fluorodeoxyglucose | 616571264 | 6588 | 0.97 | CYLINDRICAL RING | 700\157 | RING | 700 | 1.3.6.1.4.1.14519.5.2.1.1706.8040.127472873217291383974396614608 | 1.3.6.1.4.1.14519.5.2.1.1706.8040.293234542541814348939268649877 | TCIA | 10.7937/K9/TCIA.2017.umz8dv6s
HNSCC-01-0018 | ORIGINAL | CT | 267 | 1998-04-08 | PET/CT HEAD&NECK CA IN | CT Atten Cor Head In | 2 | GE MEDICAL SYSTEMS | Discovery ST | LightSpeedverrel | CT Image Storage | 120 | HELICAL MODE | 500 | 500 | 949.075 | 0 | CW | 566 | [9 empty] | 1.3.6.1.4.1.14519.5.2.1.1706.8040.127472873217291383974396614608 | 1.3.6.1.4.1.14519.5.2.1.1706.8040.334668642818793926905918381120 | TCIA | 10.7937/K9/TCIA.2017.umz8dv6s
HNSCC-01-0018 | NULL | RTSTRUCT | 1 | 1998-06-10 | RT SIMULATION | NULL | 1 | ADAC | Pinnacle3 | 9.8 | RT Structure Set Storage | [17 empty] | 1.3.6.1.4.1.14519.5.2.1.1706.8040.296704832901927861757672616942 | 1.3.6.1.4.1.14519.5.2.1.1706.8040.101082927897230665076212447218 | TCIA | 10.7937/K9/TCIA.2017.umz8dv6s
HNSCC-01-0018 | NULL | RTDOSE | 1 | 1998-06-10 | RT SIMULATION | NULL | 1 | ADAC | Pinnacle3 | 9.8 | RT Dose Storage | [17 empty] | 1.3.6.1.4.1.14519.5.2.1.1706.8040.296704832901927861757672616942 | 1.3.6.1.4.1.14519.5.2.1.1706.8040.144247238823139208537524961406 | TCIA | 10.7937/K9/TCIA.2017.umz8dv6s
HNSCC-01-0018 | NULL | RTPLAN | 1 | 1998-06-10 | RT SIMULATION | NULL | 1 | ADAC | Pinnacle3 | 9.8 | RT Plan Storage | [17 empty] | 1.3.6.1.4.1.14519.5.2.1.1706.8040.296704832901927861757672616942 | 1.3.6.1.4.1.14519.5.2.1.1706.8040.311863891240051764258865705132 | TCIA | 10.7937/K9/TCIA.2017.umz8dv6s
HNSCC-01-0018 | ORIGINAL | CT | 115 | 1998-06-10 | RT SIMULATION | NULL | 10 | GE MEDICAL SYSTEMS | NULL | NULL | CT Image Storage | [17 empty] | 1.3.6.1.4.1.14519.5.2.1.1706.8040.296704832901927861757672616942 | 1.3.6.1.4.1.14519.5.2.1.1706.8040.293112207029674887411158060812 | TCIA | 10.7937/K9/TCIA.2017.umz8dv6s
HNSCC-01-0018 | ORIGINAL | PT | 207 | 2002-08-06 | PET/CT HEAD & NECK CA | PET_NO AC 3DIR | 5 | GE MEDICAL SYSTEMS | Discovery STE | 41.04 | Positron Emission Tomography Image Storage | [9 empty] | FDG -- fluorodeoxyglucose | 421603904 | 6588 | 0.97 | CYLINDRICAL RING | 700\153 | NONE | 700 | 1.3.6.1.4.1.14519.5.2.1.1706.8040.219427956087498648950025813927 | 1.3.6.1.4.1.14519.5.2.1.1706.8040.177755744924751475005244539056 | TCIA | 10.7937/K9/TCIA.2017.umz8dv6s
HNSCC-01-0018 | ORIGINAL | PT | 207 | 2002-08-06 | PET/CT HEAD & NECK CA | pet_ac_3d_4min | 6 | GE MEDICAL SYSTEMS | Discovery STE | 41.04 | Positron Emission Tomography Image Storage | [9 empty] | FDG -- fluorodeoxyglucose | 421603904 | 6588 | 0.97 | CYLINDRICAL RING | 700\153 | NONE | 700 | 1.3.6.1.4.1.14519.5.2.1.1706.8040.219427956087498648950025813927 | 1.3.6.1.4.1.14519.5.2.1.1706.8040.299810116926196359816813320929 | TCIA | 10.7937/K9/TCIA.2017.umz8dv6s
HNSCC-01-0018 | ORIGINAL | CT | 207 | 2002-08-06 | PET/CT HEAD & NECK CA | CT SOFT | 3 | GE MEDICAL SYSTEMS | Discovery STE | 07MWHL36.4 | CT Image Storage | 120 | HELICAL MODE | 500 | 500 | 949.075 | 0 | CW | 566 | 27.5 | [8 empty] | 1.3.6.1.4.1.14519.5.2.1.1706.8040.219427956087498648950025813927 | 1.3.6.1.4.1.14519.5.2.1.1706.8040.308985014336502561357252253214 | TCIA | 10.7937/K9/TCIA.2017.umz8dv6s
HNSCC-01-0018 | ORIGINAL | PT | 99 | 2002-08-06 | PET/CT HEAD & NECK CA | PET_NAC_HEAD 3D | 11 | GE MEDICAL SYSTEMS | Discovery STE | 41.04 | Positron Emission Tomography Image Storage | [9 empty] | FDG -- fluorodeoxyglucose | 421603904 | 6588 | 0.97 | CYLINDRICAL RING | 700\153 | NONE | 700 | 1.3.6.1.4.1.14519.5.2.1.1706.8040.219427956087498648950025813927 | 1.3.6.1.4.1.14519.5.2.1.1706.8040.738055158658527099185653123014 | TCIA | 10.7937/K9/TCIA.2017.umz8dv6s
HNSCC-01-0018 | ORIGINAL | PT | 99 | 2002-08-06 | PET/CT HEAD & NECK CA | PET_AC_HEAD 3D | 12 | GE MEDICAL SYSTEMS | Discovery STE | 41.04 | Positron Emission Tomography Image Storage | [9 empty] | FDG -- fluorodeoxyglucose | 421603904 | 6588 | 0.97 | CYLINDRICAL RING | 700\153 | NONE | 700 | 1.3.6.1.4.1.14519.5.2.1.1706.8040.219427956087498648950025813927 | 1.3.6.1.4.1.14519.5.2.1.1706.8040.742668445876470959363000029104 | TCIA | 10.7937/K9/TCIA.2017.umz8dv6s
HNSCC-01-0019 | ORIGINAL | PT | 223 | 1998-05-06 | PET/CT HEAD&NECK CA IN | PET AC | 1 | GE MEDICAL SYSTEMS | Discovery RX | 36.14 | Positron Emission Tomography Image Storage | [9 empty] | FDG -- fluorodeoxyglucose | 556561152 | 6588 | 0.97 | CYLINDRICAL RING | 700\157 | RING | 700 | 1.3.6.1.4.1.14519.5.2.1.1706.8040.106813927761490124792246617894 | 1.3.6.1.4.1.14519.5.2.1.1706.8040.255938388224842503159826000162 | TCIA | 10.7937/K9/TCIA.2017.umz8dv6s
HNSCC-01-0019 | ORIGINAL | PT | 91 | 1998-05-06 | PET/CT HEAD&NECK CA IN | PET AC | 1 | GE MEDICAL SYSTEMS | Discovery RX | 36.14 | Positron Emission Tomography Image Storage | [9 empty] | FDG -- fluorodeoxyglucose | 556561152 | 6588 | 0.97 | CYLINDRICAL RING | 700\157 | RING | 700 | 1.3.6.1.4.1.14519.5.2.1.1706.8040.164824324982502671744470703034 | 1.3.6.1.4.1.14519.5.2.1.1706.8040.295231666021503348399463489564 | TCIA | 10.7937/K9/TCIA.2017.umz8dv6s
HNSCC-01-0019 | ORIGINAL | CT | 223 | 1998-05-06 | PET/CT HEAD&NECK CA IN | CT Atten Cor Head IN | 2 | GE MEDICAL SYSTEMS | Discovery RX | LightSpeedverrel | CT Image Storage | 120 | HELICAL MODE | 500 | 500 | 949.075 | 0 | CW | 566 | [9 empty] | 1.3.6.1.4.1.14519.5.2.1.1706.8040.106813927761490124792246617894 | 1.3.6.1.4.1.14519.5.2.1.1706.8040.702859975040035465554736261232 | TCIA | 10.7937/K9/TCIA.2017.umz8dv6s
HNSCC-01-0019 | NULL | RTSTRUCT | 1 | 1998-07-04 | RT SIMULATION | NULL | 1 | ADAC | Pinnacle3 | 9.8 | RT Structure Set Storage | [17 empty] | 1.3.6.1.4.1.14519.5.2.1.1706.8040.797724702538453636316498248452 | 1.3.6.1.4.1.14519.5.2.1.1706.8040.103450757970418393826743010361 | TCIA | 10.7937/K9/TCIA.2017.umz8dv6s
HNSCC-01-0019 | NULL | RTPLAN | 1 | 1998-07-04 | RT SIMULATION | NULL | 1 | ADAC | Pinnacle3 | 9.8 | RT Plan Storage | [17 empty] | 1.3.6.1.4.1.14519.5.2.1.1706.8040.797724702538453636316498248452 | 1.3.6.1.4.1.14519.5.2.1.1706.8040.202542618630321306831779497186 | TCIA | 10.7937/K9/TCIA.2017.umz8dv6s
HNSCC-01-0019 | NULL | RTDOSE | 1 | 1998-07-04 | RT SIMULATION | NULL | 1 | ADAC | Pinnacle3 | 9.8 | RT Dose Storage | [17 empty] | 1.3.6.1.4.1.14519.5.2.1.1706.8040.797724702538453636316498248452 | 1.3.6.1.4.1.14519.5.2.1.1706.8040.777975715563610987698151746284 | TCIA | 10.7937/K9/TCIA.2017.umz8dv6s
HNSCC-01-0019 | ORIGINAL | CT | 131 | 1998-07-04 | RT SIMULATION | NULL | 5 | Philips | Mx8000 IDT | 1.1.0 | CT Image Storage | 120 | HELIX | 500 | 500 |  | 0 | CW | [10 empty] | 1.3.6.1.4.1.14519.5.2.1.1706.8040.797724702538453636316498248452 | 1.3.6.1.4.1.14519.5.2.1.1706.8040.233510441938368266923995238976 | TCIA | 10.7937/K9/TCIA.2017.umz8dv6s
HNSCC-01-0019 | ORIGINAL | CT | 111 | 1998-07-28 | RT SIMULATION | NULL | 2 | Philips | Mx8000 IDT | 1.1.0 | CT Image Storage | 120 | HELIX | 500 | 500 |  | 0 | CW | [10 empty] | 1.3.6.1.4.1.14519.5.2.1.1706.8040.277713837470873835881019161303 | 1.3.6.1.4.1.14519.5.2.1.1706.8040.318473026696744229804992977404 | TCIA | 10.7937/K9/TCIA.2017.umz8dv6s
HNSCC-01-0019 | ORIGINAL | CT | 223 | 1998-11-15 | PET/CT HEAD & NECK CA | CT Atten Cor Head IN | 2 | GE MEDICAL SYSTEMS | Discovery HR | LightSpeedverrel | CT Image Storage | 120 | HELICAL MODE | 500 | 500 | 949.075 | 0 | CW | 566 | [9 empty] | 1.3.6.1.4.1.14519.5.2.1.1706.8040.322234726936894403234411972797 | 1.3.6.1.4.1.14519.5.2.1.1706.8040.387077125692801078494087487282 | TCIA | 10.7937/K9/TCIA.2017.umz8dv6s
HNSCC-01-0019 | ORIGINAL | PT | 91 | 1998-11-15 | PET/CT HEAD & NECK CA | PET AC | 1 | GE MEDICAL SYSTEMS | Discovery HR | 36.14 | Positron Emission Tomography Image Storage | [9 empty] | FDG -- fluorodeoxyglucose | 686468160 | 6588 | 0.97 | CYLINDRICAL RING | 700\157 | RING | 700 | 1.3.6.1.4.1.14519.5.2.1.1706.8040.144396097029581626744994093655 | 1.3.6.1.4.1.14519.5.2.1.1706.8040.995469920533091641707578194770 | TCIA | 10.7937/K9/TCIA.2017.umz8dv6s
HNSCC-01-0020 | ORIGINAL | PT | 60 | 1998-06-09 | PET/CT HEAD&NECK CA IN | MIP | 123 | GE MEDICAL SYSTEMS | NULL | 26.14 | Positron Emission Tomography Image Storage | [9 empty] | FDG -- fluorodeoxyglucose | 699299987.793 | 6588 | 0.97 | CYLINDRICAL RING | 700\157 | RING | 700 | 1.3.6.1.4.1.14519.5.2.1.1706.8040.201915692222329719635248295751 | 1.3.6.1.4.1.14519.5.2.1.1706.8040.177486421391755731794842847104 | TCIA | 10.7937/K9/TCIA.2017.umz8dv6s
HNSCC-01-0020 | ORIGINAL | PT | 128 | 1998-06-09 | PET/CT HEAD&NECK CA IN | CORONAL TOMO | 120282356 | GE MEDICAL SYSTEMS | NULL | 26.14 | Positron Emission Tomography Image Storage | [9 empty] | FDG -- fluorodeoxyglucose | 699299987.793 | 6588 | 0.97 | CYLINDRICAL RING | 700\157 | RING | 700 | 1.3.6.1.4.1.14519.5.2.1.1706.8040.201915692222329719635248295751 | 1.3.6.1.4.1.14519.5.2.1.1706.8040.273097226647262201682634148451 | TCIA | 10.7937/K9/TCIA.2017.umz8dv6s
HNSCC-01-0020 | ORIGINAL | PT | 223 | 1998-06-09 | PET/CT HEAD&NECK CA IN | PET NO AC | 2 | GE MEDICAL SYSTEMS | Discovery ST | 26.14 | Positron Emission Tomography Image Storage | [9 empty] | FDG -- fluorodeoxyglucose | 692938560 | 6588 | 0.97 | CYLINDRICAL RING | 700\157 | RING | 700 | 1.3.6.1.4.1.14519.5.2.1.1706.8040.201915692222329719635248295751 | 1.3.6.1.4.1.14519.5.2.1.1706.8040.291898862761014399287630505873 | TCIA | 10.7937/K9/TCIA.2017.umz8dv6s
HNSCC-01-0020 | ORIGINAL | CT | 223 | 1998-06-09 | PET/CT HEAD&NECK CA IN | CT Atten Cor Head In | 2 | GE MEDICAL SYSTEMS | Discovery ST | LightSpeedverrel | CT Image Storage | 120 | HELICAL MODE | 500 | 500 | 949.075 | 0 | CW | 566 | [9 empty] | 1.3.6.1.4.1.14519.5.2.1.1706.8040.201915692222329719635248295751 | 1.3.6.1.4.1.14519.5.2.1.1706.8040.298966403372809683648909861970 | TCIA | 10.7937/K9/TCIA.2017.umz8dv6s
HNSCC-01-0020 | ORIGINAL | PT | 223 | 1998-06-09 | PET/CT HEAD&NECK CA IN | PET AC | 1 | GE MEDICAL SYSTEMS | Discovery ST | 26.14 | Positron Emission Tomography Image Storage | [9 empty] | FDG -- fluorodeoxyglucose | 692938560 | 6588 | 0.97 | CYLINDRICAL RING | 700\157 | RING | 700 | 1.3.6.1.4.1.14519.5.2.1.1706.8040.201915692222329719635248295751 | 1.3.6.1.4.1.14519.5.2.1.1706.8040.326528419580829252648221483215 | TCIA | 10.7937/K9/TCIA.2017.umz8dv6s
HNSCC-01-0020 | NULL | RTDOSE | 1 | 1998-07-28 | RT SIMULATION | NULL | 1 | ADAC | Pinnacle3 | 9.8 | RT Dose Storage | [17 empty] | 1.3.6.1.4.1.14519.5.2.1.1706.8040.297019856312387806626348389643 | 1.3.6.1.4.1.14519.5.2.1.1706.8040.117599704897471677172325483934 | TCIA | 10.7937/K9/TCIA.2017.umz8dv6s
HNSCC-01-0020 | NULL | RTPLAN | 1 | 1998-07-28 | RT SIMULATION | NULL | 1 | ADAC | Pinnacle3 | 9.8 | RT Plan Storage | [17 empty] | 1.3.6.1.4.1.14519.5.2.1.1706.8040.297019856312387806626348389643 | 1.3.6.1.4.1.14519.5.2.1.1706.8040.924138636201924701329693145760 | TCIA | 10.7937/K9/TCIA.2017.umz8dv6s
HNSCC-01-0020 | NULL | RTSTRUCT | 1 | 1998-07-28 | RT SIMULATION | NULL | 1 | ADAC | Pinnacle3 | 9.8 | RT Structure Set Storage | [17 empty] | 1.3.6.1.4.1.14519.5.2.1.1706.8040.297019856312387806626348389643 | 1.3.6.1.4.1.14519.5.2.1.1706.8040.960828715618008549114734250577 | TCIA | 10.7937/K9/TCIA.2017.umz8dv6s
HNSCC-01-0020 | ORIGINAL | CT | 132 | 1998-07-28 | RT SIMULATION | NULL | 2 | Philips | Mx8000 IDT | 1.1.0 | CT Image Storage | 120 | HELIX | 500 | 500 |  | 0 | CW | [10 empty] | 1.3.6.1.4.1.14519.5.2.1.1706.8040.297019856312387806626348389643 | 1.3.6.1.4.1.14519.5.2.1.1706.8040.432386365335741699055362908109 | TCIA | 10.7937/K9/TCIA.2017.umz8dv6s
HNSCC-01-0020 | DERIVED | PT | 150 | 1999-05-26 | PET/CT HEAD & NECK CA | PETCoronal | 601 | GE MEDICAL SYSTEMS | Discovery STE | 41.04 | Positron Emission Tomography Image Storage | [9 empty] | FDG -- fluorodeoxyglucose | 707618560 | 6588 | 0.97 | CYLINDRICAL RING | 700\153 | RING | 700 | 1.3.6.1.4.1.14519.5.2.1.1706.8040.154292177424046475649364404357 | 1.3.6.1.4.1.14519.5.2.1.1706.8040.608335480296556133767637423776 | TCIA | 10.7937/K9/TCIA.2017.umz8dv6s
HNSCC-01-0020 | ORIGINAL | PT | 223 | 1999-05-26 | PET/CT HEAD & NECK CA | PET_AC | 4 | GE MEDICAL SYSTEMS | Discovery STE | 41.04 | Positron Emission Tomography Image Storage | [9 empty] | FDG -- fluorodeoxyglucose | 707618560 | 6588 | 0.97 | CYLINDRICAL RING | 700\153 | RING | 700 | 1.3.6.1.4.1.14519.5.2.1.1706.8040.354725711921635963880304708521 | 1.3.6.1.4.1.14519.5.2.1.1706.8040.132359612997981440918282797026 | TCIA | 10.7937/K9/TCIA.2017.umz8dv6s
HNSCC-01-0020 | ORIGINAL | PT | 91 | 1999-05-26 | PET/CT HEAD & NECK CA | PET_NAC | 6 | GE MEDICAL SYSTEMS | Discovery STE | 41.04 | Positron Emission Tomography Image Storage | [9 empty] | FDG -- fluorodeoxyglucose | 707618560 | 6588 | 0.97 | CYLINDRICAL RING | 700\153 | RING | 700 | 1.3.6.1.4.1.14519.5.2.1.1706.8040.154292177424046475649364404357 | 1.3.6.1.4.1.14519.5.2.1.1706.8040.188261204802390189348901051173 | TCIA | 10.7937/K9/TCIA.2017.umz8dv6s
HNSCC-01-0020 | ORIGINAL | CT | 223 | 1999-05-26 | PET/CT HEAD & NECK CA | CT Atten Cor Head IN | 2 | GE MEDICAL SYSTEMS | Discovery STE | pet_vct_hp.80 | CT Image Storage | 120 | HELICAL MODE | 500 | 500 | 949.075 | 0 | CW | 566 | 27.5 | [8 empty] | 1.3.6.1.4.1.14519.5.2.1.1706.8040.354725711921635963880304708521 | 1.3.6.1.4.1.14519.5.2.1.1706.8040.242318668608274624420524605421 | TCIA | 10.7937/K9/TCIA.2017.umz8dv6s
HNSCC-01-0020 | ORIGINAL | PT | 91 | 1999-05-26 | PET/CT HEAD & NECK CA | PET_AC | 5 | GE MEDICAL SYSTEMS | Discovery STE | 41.04 | Positron Emission Tomography Image Storage | [9 empty] | FDG -- fluorodeoxyglucose | 707618560 | 6588 | 0.97 | CYLINDRICAL RING | 700\153 | RING | 700 | 1.3.6.1.4.1.14519.5.2.1.1706.8040.154292177424046475649364404357 | 1.3.6.1.4.1.14519.5.2.1.1706.8040.450093135540117208102186421473 | TCIA | 10.7937/K9/TCIA.2017.umz8dv6s
HNSCC-01-0020 | ORIGINAL | PT | 223 | 1999-05-26 | PET/CT HEAD & NECK CA | PET_NAC | 5 | GE MEDICAL SYSTEMS | Discovery STE | 41.04 | Positron Emission Tomography Image Storage | [9 empty] | FDG -- fluorodeoxyglucose | 707618560 | 6588 | 0.97 | CYLINDRICAL RING | 700\153 | RING | 700 | 1.3.6.1.4.1.14519.5.2.1.1706.8040.354725711921635963880304708521 | 1.3.6.1.4.1.14519.5.2.1.1706.8040.501846596380860809917898639130 | TCIA | 10.7937/K9/TCIA.2017.umz8dv6s
HNSCC-01-0020 | ORIGINAL | CT | 80 | 2000-03-31 | CT, SOFT TISSUE NECK W | Recon 2: ANGLED ORAL, W/IV | 5 | GE MEDICAL SYSTEMS | LightSpeed Plus | LightSpeedApps2.4.2_H2.4M5 | CT Image Storage | 120 | AXIAL MODE | 250 | 250 | 949.075 | -18 | CW | 1000 | [9 empty] | 1.3.6.1.4.1.14519.5.2.1.1706.8040.179261812011421027151799779890 | 1.3.6.1.4.1.14519.5.2.1.1706.8040.116356618832747490856916715356 | TCIA | 10.7937/K9/TCIA.2017.umz8dv6s
HNSCC-01-0020 | ORIGINAL | CT | 271 | 2000-03-31 | CT, SOFT TISSUE NECK W | Recon 2: CONTRAST120CC@3CC/S,90 | 3 | GE MEDICAL SYSTEMS | LightSpeed Plus | LightSpeedApps2.4.2_H2.4M5 | CT Image Storage | 140 | HELICAL MODE | 500 | 250 | 949.075 | 0 | CW | 1782 | [9 empty] | 1.3.6.1.4.1.14519.5.2.1.1706.8040.179261812011421027151799779890 | 1.3.6.1.4.1.14519.5.2.1.1706.8040.124066422878533456320054601106 | TCIA | 10.7937/K9/TCIA.2017.umz8dv6s
HNSCC-01-0020 | ORIGINAL | CT | 271 | 2000-03-31 | CT, SOFT TISSUE NECK W | CONTRAST120CC@3CC/S,90S DELAY | 2 | GE MEDICAL SYSTEMS | LightSpeed Plus | LightSpeedApps2.4.2_H2.4M5 | CT Image Storage | 140 | HELICAL MODE | 500 | 250 | 949.075 | 0 | CW | 1782 | [9 empty] | 1.3.6.1.4.1.14519.5.2.1.1706.8040.179261812011421027151799779890 | 1.3.6.1.4.1.14519.5.2.1.1706.8040.298445074691234908928492777374 | TCIA | 10.7937/K9/TCIA.2017.umz8dv6s
HNSCC-01-0020 | ORIGINAL | CT | 80 | 2000-03-31 | CT, SOFT TISSUE NECK W | ANGLED ORAL, W/IV | 4 | GE MEDICAL SYSTEMS | LightSpeed Plus | LightSpeedApps2.4.2_H2.4M5 | CT Image Storage | 120 | AXIAL MODE | 250 | 250 | 949.075 | -18 | CW | 1000 | [9 empty] | 1.3.6.1.4.1.14519.5.2.1.1706.8040.179261812011421027151799779890 | 1.3.6.1.4.1.14519.5.2.1.1706.8040.564296656781214905145365604969 | TCIA | 10.7937/K9/TCIA.2017.umz8dv6s
HNSCC-01-0020 | ORIGINAL | CT | 2 | 2000-03-31 | CT, SOFT TISSUE NECK W | SCOUT N-20 | 1 | GE MEDICAL SYSTEMS | LightSpeed Plus | LightSpeedApps2.4.2_H2.4M5 | CT Image Storage | 120 | SCOUT MODE | 500 |  | 949.075 | 0 | CW | 327 | [9 empty] | 1.3.6.1.4.1.14519.5.2.1.1706.8040.179261812011421027151799779890 | 1.3.6.1.4.1.14519.5.2.1.1706.8040.987401023491974576051940764312 | TCIA | 10.7937/K9/TCIA.2017.umz8dv6s
HNSCC-01-0021 | ORIGINAL | PT | 60 | 1998-06-24 | PET/CT HEAD & NECK CA | MIP | 123 | GE MEDICAL SYSTEMS | NULL | 26.14 | Positron Emission Tomography Image Storage | [9 empty] | FDG -- fluorodeoxyglucose | 573500000 | 6588 | 0.97 | CYLINDRICAL RING | 700\157 | RING | 700 | 1.3.6.1.4.1.14519.5.2.1.1706.8040.336850465533234889921458923596 | 1.3.6.1.4.1.14519.5.2.1.1706.8040.109189873266341237777674262767 | TCIA | 10.7937/K9/TCIA.2017.umz8dv6s
HNSCC-01-0021 | ORIGINAL | PT | 267 | 1998-06-24 | PET/CT HEAD & NECK CA | PET NO AC | 2 | GE MEDICAL SYSTEMS | Discovery ST | 26.14 | Positron Emission Tomography Image Storage | [9 empty] | FDG -- fluorodeoxyglucose | 564094976 | 6588 | 0.97 | CYLINDRICAL RING | 700\157 | RING | 700 | 1.3.6.1.4.1.14519.5.2.1.1706.8040.336850465533234889921458923596 | 1.3.6.1.4.1.14519.5.2.1.1706.8040.122120180372318212649247994298 | TCIA | 10.7937/K9/TCIA.2017.umz8dv6s
HNSCC-01-0021 | ORIGINAL | PT | 128 | 1998-06-24 | PET/CT HEAD & NECK CA | CORONAL TOMO | 236751108 | GE MEDICAL SYSTEMS | NULL | 26.14 | Positron Emission Tomography Image Storage | [9 empty] | FDG -- fluorodeoxyglucose | 573500000 | 6588 | 0.97 | CYLINDRICAL RING | 700\157 | RING | 700 | 1.3.6.1.4.1.14519.5.2.1.1706.8040.153666547811352747052130573505 | 1.3.6.1.4.1.14519.5.2.1.1706.8040.128120251251690907982842893087 | TCIA | 10.7937/K9/TCIA.2017.umz8dv6s
HNSCC-01-0021 | ORIGINAL | PT | 91 | 1998-06-24 | PET/CT HEAD & NECK CA | PET AC | 1 | GE MEDICAL SYSTEMS | Discovery ST | 26.14 | Positron Emission Tomography Image Storage | [9 empty] | FDG -- fluorodeoxyglucose | 564094976 | 6588 | 0.97 | CYLINDRICAL RING | 700\157 | RING | 700 | 1.3.6.1.4.1.14519.5.2.1.1706.8040.153666547811352747052130573505 | 1.3.6.1.4.1.14519.5.2.1.1706.8040.160299316578369927730424709193 | TCIA | 10.7937/K9/TCIA.2017.umz8dv6s
HNSCC-01-0021 | ORIGINAL | PT | 60 | 1998-06-24 | PET/CT HEAD & NECK CA | MIP | 123 | GE MEDICAL SYSTEMS | NULL | 26.14 | Positron Emission Tomography Image Storage | [9 empty] | FDG -- fluorodeoxyglucose | 573500000 | 6588 | 0.97 | CYLINDRICAL RING | 700\157 | RING | 700 | 1.3.6.1.4.1.14519.5.2.1.1706.8040.153666547811352747052130573505 | 1.3.6.1.4.1.14519.5.2.1.1706.8040.197597292997528374147992596625 | TCIA | 10.7937/K9/TCIA.2017.umz8dv6s
HNSCC-01-0021 | ORIGINAL | PT | 267 | 1998-06-24 | PET/CT HEAD & NECK CA | PET AC | 1 | GE MEDICAL SYSTEMS | Discovery ST | 26.14 | Positron Emission Tomography Image Storage | [9 empty] | FDG -- fluorodeoxyglucose | 564094976 | 6588 | 0.97 | CYLINDRICAL RING | 700\157 | RING | 700 | 1.3.6.1.4.1.14519.5.2.1.1706.8040.336850465533234889921458923596 | 1.3.6.1.4.1.14519.5.2.1.1706.8040.243983575871050803251522586140 | TCIA | 10.7937/K9/TCIA.2017.umz8dv6s
HNSCC-01-0021 | ORIGINAL | PT | 128 | 1998-06-24 | PET/CT HEAD & NECK CA | CORONAL TOMO | 623734305 | GE MEDICAL SYSTEMS | NULL | 26.14 | Positron Emission Tomography Image Storage | [9 empty] | FDG -- fluorodeoxyglucose | 573500000 | 6588 | 0.97 | CYLINDRICAL RING | 700\157 | RING | 700 | 1.3.6.1.4.1.14519.5.2.1.1706.8040.336850465533234889921458923596 | 1.3.6.1.4.1.14519.5.2.1.1706.8040.277310117713425441865911907622 | TCIA | 10.7937/K9/TCIA.2017.umz8dv6s
HNSCC-01-0021 | ORIGINAL | CT | 267 | 1998-06-24 | PET/CT HEAD & NECK CA | CT Atten Cor Head In | 2 | GE MEDICAL SYSTEMS | Discovery ST | LightSpeedverrel | CT Image Storage | 120 | HELICAL MODE | 500 | 500 | 949.075 | 0 | CW | 566 | [9 empty] | 1.3.6.1.4.1.14519.5.2.1.1706.8040.336850465533234889921458923596 | 1.3.6.1.4.1.14519.5.2.1.1706.8040.476573256064204443539722270112 | TCIA | 10.7937/K9/TCIA.2017.umz8dv6s
HNSCC-01-0021 | ORIGINAL | PT | 91 | 1998-06-24 | PET/CT HEAD & NECK CA | PET NO AC | 2 | GE MEDICAL SYSTEMS | Discovery ST | 26.14 | Positron Emission Tomography Image Storage | [9 empty] | FDG -- fluorodeoxyglucose | 564094976 | 6588 | 0.97 | CYLINDRICAL RING | 700\157 | RING | 700 | 1.3.6.1.4.1.14519.5.2.1.1706.8040.153666547811352747052130573505 | 1.3.6.1.4.1.14519.5.2.1.1706.8040.573259157159002521032739619851 | TCIA | 10.7937/K9/TCIA.2017.umz8dv6s
HNSCC-01-0021 | NULL | RTDOSE | 1 | 1998-09-01 | RT SIMULATION | NULL | 1 | ADAC | Pinnacle3 | 9.8 | RT Dose Storage | [17 empty] | 1.3.6.1.4.1.14519.5.2.1.1706.8040.499447362032919909535477072322 | 1.3.6.1.4.1.14519.5.2.1.1706.8040.111085549625391313289638857200 | TCIA | 10.7937/K9/TCIA.2017.umz8dv6s
HNSCC-01-0021 | NULL | RTSTRUCT | 1 | 1998-09-01 | RT SIMULATION | NULL | 1 | ADAC | Pinnacle3 | 9.8 | RT Structure Set Storage | [17 empty] | 1.3.6.1.4.1.14519.5.2.1.1706.8040.499447362032919909535477072322 | 1.3.6.1.4.1.14519.5.2.1.1706.8040.268258239055662389668363215740 | TCIA | 10.7937/K9/TCIA.2017.umz8dv6s
HNSCC-01-0021 | NULL | RTPLAN | 1 | 1998-09-01 | RT SIMULATION | NULL | 1 | ADAC | Pinnacle3 | 9.8 | RT Plan Storage | [17 empty] | 1.3.6.1.4.1.14519.5.2.1.1706.8040.499447362032919909535477072322 | 1.3.6.1.4.1.14519.5.2.1.1706.8040.878666139792403389640017217538 | TCIA | 10.7937/K9/TCIA.2017.umz8dv6s
HNSCC-01-0021 | ORIGINAL | CT | 133 | 1998-09-01 | RT SIMULATION | NULL | 3 | Philips | Mx8000 IDT | 1.1.0 | CT Image Storage | 120 | HELIX | 500 | 500 |  | 0 | CW | [10 empty] | 1.3.6.1.4.1.14519.5.2.1.1706.8040.499447362032919909535477072322 | 1.3.6.1.4.1.14519.5.2.1.1706.8040.129748330668669715477035080290 | TCIA | 10.7937/K9/TCIA.2017.umz8dv6s
HNSCC-01-0021 | ORIGINAL | CT | 223 | 1999-11-21 | PET/CT HEAD & NECK CA | CT Atten Cor Head IN | 2 | GE MEDICAL SYSTEMS | Discovery RX | pet_vct_hp.80 | CT Image Storage | 120 | HELICAL MODE | 500 | 500 | 949.075 | 0 | CW | 566 | 27.5 | [8 empty] | 1.3.6.1.4.1.14519.5.2.1.1706.8040.199060611091045248205745776254 | 1.3.6.1.4.1.14519.5.2.1.1706.8040.117411487965418003344988650037 | TCIA | 10.7937/K9/TCIA.2017.umz8dv6s
HNSCC-01-0021 | ORIGINAL | PT | 223 | 1999-11-21 | PET/CT HEAD & NECK CA | PET_AC | 4 | GE MEDICAL SYSTEMS | Discovery RX | 41.04 | Positron Emission Tomography Image Storage | [9 empty] | FDG -- fluorodeoxyglucose | 631325696 | 6588 | 0.97 | CYLINDRICAL RING | 700\153 | RING | 700 | 1.3.6.1.4.1.14519.5.2.1.1706.8040.199060611091045248205745776254 | 1.3.6.1.4.1.14519.5.2.1.1706.8040.153583954143152339656176372774 | TCIA | 10.7937/K9/TCIA.2017.umz8dv6s
HNSCC-01-0021 | ORIGINAL | PT | 91 | 1999-11-21 | PET/CT HEAD & NECK CA | PET_NAC_HEAD | 11 | GE MEDICAL SYSTEMS | Discovery RX | 41.04 | Positron Emission Tomography Image Storage | [9 empty] | FDG -- fluorodeoxyglucose | 631325696 | 6588 | 0.97 | CYLINDRICAL RING | 700\153 | RING | 700 | 1.3.6.1.4.1.14519.5.2.1.1706.8040.199060611091045248205745776254 | 1.3.6.1.4.1.14519.5.2.1.1706.8040.238327733995672154047514339860 | TCIA | 10.7937/K9/TCIA.2017.umz8dv6s
HNSCC-01-0021 | ORIGINAL | PT | 223 | 1999-11-21 | PET/CT HEAD & NECK CA | PET_NAC | 5 | GE MEDICAL SYSTEMS | Discovery RX | 41.04 | Positron Emission Tomography Image Storage | [9 empty] | FDG -- fluorodeoxyglucose | 631325696 | 6588 | 0.97 | CYLINDRICAL RING | 700\153 | RING | 700 | 1.3.6.1.4.1.14519.5.2.1.1706.8040.199060611091045248205745776254 | 1.3.6.1.4.1.14519.5.2.1.1706.8040.292372750645415475456631237581 | TCIA | 10.7937/K9/TCIA.2017.umz8dv6s
HNSCC-01-0021 | ORIGINAL | PT | 91 | 1999-11-21 | PET/CT HEAD & NECK CA | PET_AC_HEAD | 10 | GE MEDICAL SYSTEMS | Discovery RX | 41.04 | Positron Emission Tomography Image Storage | [9 empty] | FDG -- fluorodeoxyglucose | 631325696 | 6588 | 0.97 | CYLINDRICAL RING | 700\153 | RING | 700 | 1.3.6.1.4.1.14519.5.2.1.1706.8040.199060611091045248205745776254 | 1.3.6.1.4.1.14519.5.2.1.1706.8040.407743841028070372517680416434 | TCIA | 10.7937/K9/TCIA.2017.umz8dv6s
HNSCC-01-0022 | ORIGINAL | CT | 126 | 1998-07-27 | CT C/A/P WO | C-A-P | 2 | GE MEDICAL SYSTEMS | LightSpeed QX/i | LightSpeedApps10.5_2.8.2I_H1.3M4 | CT Image Storage | 120 | HELICAL MODE | 500 | 400 | 949.075 | 0 | CW | 1426 | [9 empty] | 1.3.6.1.4.1.14519.5.2.1.1706.8040.228058463592893931557084208817 | 1.3.6.1.4.1.14519.5.2.1.1706.8040.229558295680236522944884515964 | TCIA | 10.7937/K9/TCIA.2017.umz8dv6s
HNSCC-01-0022 | NULL | RTPLAN | 1 | 1998-08-24 | RT SIMULATION | NULL | 1 | ADAC | Pinnacle3 | 9.8 | RT Plan Storage | [17 empty] | 1.3.6.1.4.1.14519.5.2.1.1706.8040.890402004151441937911335611145 | 1.3.6.1.4.1.14519.5.2.1.1706.8040.200737593014303106582024203408 | TCIA | 10.7937/K9/TCIA.2017.umz8dv6s
HNSCC-01-0022 | NULL | RTSTRUCT | 1 | 1998-08-24 | RT SIMULATION | NULL | 1 | ADAC | Pinnacle3 | 9.8 | RT Structure Set Storage | [17 empty] | 1.3.6.1.4.1.14519.5.2.1.1706.8040.890402004151441937911335611145 | 1.3.6.1.4.1.14519.5.2.1.1706.8040.205093570639328636928593522292 | TCIA | 10.7937/K9/TCIA.2017.umz8dv6s
HNSCC-01-0022 | NULL | RTDOSE | 1 | 1998-08-24 | RT SIMULATION | NULL | 1 | ADAC | Pinnacle3 | 9.8 | RT Dose Storage | [17 empty] | 1.3.6.1.4.1.14519.5.2.1.1706.8040.890402004151441937911335611145 | 1.3.6.1.4.1.14519.5.2.1.1706.8040.205492323099879093945901543969 | TCIA | 10.7937/K9/TCIA.2017.umz8dv6s
HNSCC-01-0022 | ORIGINAL | CT | 115 | 1998-08-24 | RT SIMULATION | NULL | 3 | Philips | Mx8000 IDT | 1.1.0 | CT Image Storage | 120 | HELIX | 500 | 500 |  | 0 | CW | [10 empty] | 1.3.6.1.4.1.14519.5.2.1.1706.8040.890402004151441937911335611145 | 1.3.6.1.4.1.14519.5.2.1.1706.8040.785182778278599943822104583031 | TCIA | 10.7937/K9/TCIA.2017.umz8dv6s
HNSCC-01-0022 | ORIGINAL | CT | 207 | 2002-07-13 | PET/CT HEAD & NECK CA | CT Soft | 2 | GE MEDICAL SYSTEMS | Discovery RX | 07MWDVCT36.4 | CT Image Storage | 120 | HELICAL MODE | 500 | 500 | 949.075 | 0 | CW | 500 | 55 | [8 empty] | 1.3.6.1.4.1.14519.5.2.1.1706.8040.247688601967637346002475667464 | 1.3.6.1.4.1.14519.5.2.1.1706.8040.109224104063436905769273663853 | TCIA | 10.7937/K9/TCIA.2017.umz8dv6s
HNSCC-01-0022 | ORIGINAL | PT | 207 | 2002-07-13 | PET/CT HEAD & NECK CA | PET_AC_3D_FDG | 5 | GE MEDICAL SYSTEMS | Discovery RX | 41.04 | Positron Emission Tomography Image Storage | [9 empty] | FDG -- fluorodeoxyglucose | 318503808 | 6588 | 0.97 | CYLINDRICAL RING | 700\153 | NONE | 700 | 1.3.6.1.4.1.14519.5.2.1.1706.8040.247688601967637346002475667464 | 1.3.6.1.4.1.14519.5.2.1.1706.8040.312350261625205704919519322953 | TCIA | 10.7937/K9/TCIA.2017.umz8dv6s
HNSCC-01-0022 | ORIGINAL | PT | 127 | 2002-07-13 | PET/CT HEAD & NECK CA | 3D_FDG_H&N_NAC | 10 | GE MEDICAL SYSTEMS | Discovery RX | 41.04 | Positron Emission Tomography Image Storage | [9 empty] | FDG -- fluorodeoxyglucose | 318503808 | 6588 | 0.97 | CYLINDRICAL RING | 700\153 | NONE | 700 | 1.3.6.1.4.1.14519.5.2.1.1706.8040.247688601967637346002475667464 | 1.3.6.1.4.1.14519.5.2.1.1706.8040.314079368902044155803199074680 | TCIA | 10.7937/K9/TCIA.2017.umz8dv6s
HNSCC-01-0022 | ORIGINAL | PT | 127 | 2002-07-13 | PET/CT HEAD & NECK CA | PET_AC_3D_FDG_H&N | 11 | GE MEDICAL SYSTEMS | Discovery RX | 41.04 | Positron Emission Tomography Image Storage | [9 empty] | FDG -- fluorodeoxyglucose | 318503808 | 6588 | 0.97 | CYLINDRICAL RING | 700\153 | NONE | 700 | 1.3.6.1.4.1.14519.5.2.1.1706.8040.247688601967637346002475667464 | 1.3.6.1.4.1.14519.5.2.1.1706.8040.320075880470674434928909469390 | TCIA | 10.7937/K9/TCIA.2017.umz8dv6s
HNSCC-01-0022 | ORIGINAL | PT | 207 | 2002-07-13 | PET/CT HEAD & NECK CA | PET_NAC_3D_FDG | 4 | GE MEDICAL SYSTEMS | Discovery RX | 41.04 | Positron Emission Tomography Image Storage | [9 empty] | FDG -- fluorodeoxyglucose | 318503808 | 6588 | 0.97 | CYLINDRICAL RING | 700\153 | NONE | 700 | 1.3.6.1.4.1.14519.5.2.1.1706.8040.247688601967637346002475667464 | 1.3.6.1.4.1.14519.5.2.1.1706.8040.914576558468148388176729418344 | TCIA | 10.7937/K9/TCIA.2017.umz8dv6s
HNSCC-01-0023 | ORIGINAL | CT | 348 | 1998-08-25 | PET/CT HEAD & NECK CA | Recon 3: CT Atten Cor Head In | 4 | GE MEDICAL SYSTEMS | Discovery ST | LightSpeedAppsdstm5_goc1_11D_R2.9N.IRIX646.5 | CT Image Storage | 120 | HELICAL MODE | 500 | 500 | 949.075 | 0 | CW | 641 | [9 empty] | 1.3.6.1.4.1.14519.5.2.1.1706.8040.109100144593955918249298638550 | 1.3.6.1.4.1.14519.5.2.1.1706.8040.121628469663362657454933065786 | TCIA | 10.7937/K9/TCIA.2017.umz8dv6s
HNSCC-01-0023 | ORIGINAL | CT | 311 | 1998-08-25 | PET/CT HEAD & NECK CA | CT Atten Cor Head In | 2 | GE MEDICAL SYSTEMS | Discovery ST | LightSpeedAppsdstm5_goc1_11D_R2.9N.IRIX646.5 | CT Image Storage | 120 | HELICAL MODE | 500 | 500 | 949.075 | 0 | CW | 675 | [9 empty] | 1.3.6.1.4.1.14519.5.2.1.1706.8040.109100144593955918249298638550 | 1.3.6.1.4.1.14519.5.2.1.1706.8040.136846764797368032082697218461 | TCIA | 10.7937/K9/TCIA.2017.umz8dv6s
HNSCC-01-0023 | ORIGINAL | PT | 311 | 1998-08-25 | PET/CT HEAD & NECK CA | PET AC | 3 | GE MEDICAL SYSTEMS | Discovery ST | 26.14 | Positron Emission Tomography Image Storage | [9 empty] | FDG -- fluorodeoxyglucose | 664637696 | 6588 | 0.97 | CYLINDRICAL RING | 700\157 | RING | 700 | 1.3.6.1.4.1.14519.5.2.1.1706.8040.109100144593955918249298638550 | 1.3.6.1.4.1.14519.5.2.1.1706.8040.158575418268623592125223042314 | TCIA | 10.7937/K9/TCIA.2017.umz8dv6s
HNSCC-01-0023 | ORIGINAL | PT | 311 | 1998-08-25 | PET/CT HEAD & NECK CA | PET AC rad onc | 1 | GE MEDICAL SYSTEMS | Discovery ST | 26.14 | Positron Emission Tomography Image Storage | [9 empty] | FDG -- fluorodeoxyglucose | 664637696 | 6588 | 0.97 | CYLINDRICAL RING | 700\157 | RING | 500 | 1.3.6.1.4.1.14519.5.2.1.1706.8040.109100144593955918249298638550 | 1.3.6.1.4.1.14519.5.2.1.1706.8040.170876305092920725566940027684 | TCIA | 10.7937/K9/TCIA.2017.umz8dv6s
HNSCC-01-0023 | ORIGINAL | PT | 32 | 1998-08-25 | PET/CT HEAD & NECK CA | MIP | 123 | GE MEDICAL SYSTEMS | NULL | 26.14 | Positron Emission Tomography Image Storage | [9 empty] | FDG -- fluorodeoxyglucose | 674139953.6133 | 6588 | 0.97 | CYLINDRICAL RING | 700\157 | RING | 700 | 1.3.6.1.4.1.14519.5.2.1.1706.8040.109100144593955918249298638550 | 1.3.6.1.4.1.14519.5.2.1.1706.8040.187627274080257337016518809567 | TCIA | 10.7937/K9/TCIA.2017.umz8dv6s
HNSCC-01-0023 | ORIGINAL | PT | 128 | 1998-08-25 | PET/CT HEAD & NECK CA | CORONAL TOMO | 640708192 | GE MEDICAL SYSTEMS | NULL | 26.14 | Positron Emission Tomography Image Storage | [9 empty] | FDG -- fluorodeoxyglucose | 674139953.6133 | 6588 | 0.97 | CYLINDRICAL RING | 700\157 | RING | 700 | 1.3.6.1.4.1.14519.5.2.1.1706.8040.109100144593955918249298638550 | 1.3.6.1.4.1.14519.5.2.1.1706.8040.310287329889724430594522712730 | TCIA | 10.7937/K9/TCIA.2017.umz8dv6s
HNSCC-01-0023 | ORIGINAL | PT | 311 | 1998-08-25 | PET/CT HEAD & NECK CA | No AC Recon | 2 | GE MEDICAL SYSTEMS | Discovery ST | 26.14 | Positron Emission Tomography Image Storage | [9 empty] | FDG -- fluorodeoxyglucose | 664637696 | 6588 | 0.97 | CYLINDRICAL RING | 700\157 | RING | 700 | 1.3.6.1.4.1.14519.5.2.1.1706.8040.109100144593955918249298638550 | 1.3.6.1.4.1.14519.5.2.1.1706.8040.630358967043798099894814771308 | TCIA | 10.7937/K9/TCIA.2017.umz8dv6s
HNSCC-01-0023 | NULL | RTSTRUCT | 1 | 1998-08-25 | RT SIMULATION | NULL | 1 | ADAC | Pinnacle3 | 9.8 | RT Structure Set Storage | [17 empty] | 1.3.6.1.4.1.14519.5.2.1.1706.8040.109100144593955918249298638550 | 1.3.6.1.4.1.14519.5.2.1.1706.8040.225691225658285697968406530316 | TCIA | 10.7937/K9/TCIA.2017.umz8dv6s
HNSCC-01-0023 | NULL | RTPLAN | 1 | 1998-08-25 | RT SIMULATION | NULL | 1 | ADAC | Pinnacle3 | 9.8 | RT Plan Storage | [17 empty] | 1.3.6.1.4.1.14519.5.2.1.1706.8040.109100144593955918249298638550 | 1.3.6.1.4.1.14519.5.2.1.1706.8040.226059323225297605332488999337 | TCIA | 10.7937/K9/TCIA.2017.umz8dv6s
HNSCC-01-0023 | NULL | RTDOSE | 1 | 1998-08-25 | RT SIMULATION | NULL | 1 | ADAC | Pinnacle3 | 9.8 | RT Dose Storage | [17 empty] | 1.3.6.1.4.1.14519.5.2.1.1706.8040.109100144593955918249298638550 | 1.3.6.1.4.1.14519.5.2.1.1706.8040.276962447342786630885410326671 | TCIA | 10.7937/K9/TCIA.2017.umz8dv6s
HNSCC-01-0023 | ORIGINAL | PT | 60 | 1999-03-30 | PET/CT HEAD & NECK CA | MIP | 123 | GE MEDICAL SYSTEMS | NULL | 36.14 | Positron Emission Tomography Image Storage | [9 empty] | FDG -- fluorodeoxyglucose | 499500000 | 6588 | 0.97 | CYLINDRICAL RING | 700\157 | RING | 700 | 1.3.6.1.4.1.14519.5.2.1.1706.8040.162661477803402415633509410161 | 1.3.6.1.4.1.14519.5.2.1.1706.8040.134270784541982470926852340203 | TCIA | 10.7937/K9/TCIA.2017.umz8dv6s
HNSCC-01-0023 | ORIGINAL | PT | 223 | 1999-03-30 | PET/CT HEAD & NECK CA | PET NO AC | 2 | GE MEDICAL SYSTEMS | Discovery HR | 36.14 | Positron Emission Tomography Image Storage | [9 empty] | FDG -- fluorodeoxyglucose | 491965216 | 6588 | 0.97 | CYLINDRICAL RING | 700\157 | RING | 700 | 1.3.6.1.4.1.14519.5.2.1.1706.8040.146362104305783327460619967434 | 1.3.6.1.4.1.14519.5.2.1.1706.8040.143740700925161391867217170385 | TCIA | 10.7937/K9/TCIA.2017.umz8dv6s
HNSCC-01-0023 | ORIGINAL | PT | 128 | 1999-03-30 | PET/CT HEAD & NECK CA | PET AC | 450994083 | GE MEDICAL SYSTEMS | NULL | 36.14 | Positron Emission Tomography Image Storage | [9 empty] | FDG -- fluorodeoxyglucose | 499500000 | 6588 | 0.97 | CYLINDRICAL RING | 700\157 | RING | 700 | 1.3.6.1.4.1.14519.5.2.1.1706.8040.146362104305783327460619967434 | 1.3.6.1.4.1.14519.5.2.1.1706.8040.153668194814353648351188692281 | TCIA | 10.7937/K9/TCIA.2017.umz8dv6s
HNSCC-01-0023 | ORIGINAL | PT | 128 | 1999-03-30 | PET/CT HEAD & NECK CA | PET AC | 294485310 | GE MEDICAL SYSTEMS | NULL | 36.14 | Positron Emission Tomography Image Storage | [9 empty] | FDG -- fluorodeoxyglucose | 499500000 | 6588 | 0.97 | CYLINDRICAL RING | 700\157 | RING | 700 | 1.3.6.1.4.1.14519.5.2.1.1706.8040.162661477803402415633509410161 | 1.3.6.1.4.1.14519.5.2.1.1706.8040.186300452072675621488520153741 | TCIA | 10.7937/K9/TCIA.2017.umz8dv6s
HNSCC-01-0023 | ORIGINAL | PT | 223 | 1999-03-30 | PET/CT HEAD & NECK CA | PET AC | 1 | GE MEDICAL SYSTEMS | Discovery HR | 36.14 | Positron Emission Tomography Image Storage | [9 empty] | FDG -- fluorodeoxyglucose | 491965216 | 6588 | 0.97 | CYLINDRICAL RING | 700\157 | RING | 700 | 1.3.6.1.4.1.14519.5.2.1.1706.8040.146362104305783327460619967434 | 1.3.6.1.4.1.14519.5.2.1.1706.8040.192071141212707631245688671255 | TCIA | 10.7937/K9/TCIA.2017.umz8dv6s
HNSCC-01-0023 | ORIGINAL | PT | 60 | 1999-03-30 | PET/CT HEAD & NECK CA | MIP | 123 | GE MEDICAL SYSTEMS | NULL | 36.14 | Positron Emission Tomography Image Storage | [9 empty] | FDG -- fluorodeoxyglucose | 499500000 | 6588 | 0.97 | CYLINDRICAL RING | 700\157 | RING | 700 | 1.3.6.1.4.1.14519.5.2.1.1706.8040.146362104305783327460619967434 | 1.3.6.1.4.1.14519.5.2.1.1706.8040.203229616783231496619560054700 | TCIA | 10.7937/K9/TCIA.2017.umz8dv6s
HNSCC-01-0023 | ORIGINAL | PT | 91 | 1999-03-30 | PET/CT HEAD & NECK CA | PET AC | 1 | GE MEDICAL SYSTEMS | Discovery HR | 36.14 | Positron Emission Tomography Image Storage | [9 empty] | FDG -- fluorodeoxyglucose | 491965216 | 6588 | 0.97 | CYLINDRICAL RING | 700\157 | RING | 700 | 1.3.6.1.4.1.14519.5.2.1.1706.8040.162661477803402415633509410161 | 1.3.6.1.4.1.14519.5.2.1.1706.8040.232328240474133654991977673065 | TCIA | 10.7937/K9/TCIA.2017.umz8dv6s
HNSCC-01-0023 | ORIGINAL | CT | 223 | 1999-03-30 | PET/CT HEAD & NECK CA | CT Atten Cor Head IN | 2 | GE MEDICAL SYSTEMS | Discovery HR | LightSpeedverrel | CT Image Storage | 120 | HELICAL MODE | 500 | 500 | 949.075 | 0 | CW | 566 | [9 empty] | 1.3.6.1.4.1.14519.5.2.1.1706.8040.146362104305783327460619967434 | 1.3.6.1.4.1.14519.5.2.1.1706.8040.290612435607274351147452500431 | TCIA | 10.7937/K9/TCIA.2017.umz8dv6s
HNSCC-01-0023 | ORIGINAL | PT | 91 | 1999-03-30 | PET/CT HEAD & NECK CA | PET NO AC | 2 | GE MEDICAL SYSTEMS | Discovery HR | 36.14 | Positron Emission Tomography Image Storage | [9 empty] | FDG -- fluorodeoxyglucose | 491965216 | 6588 | 0.97 | CYLINDRICAL RING | 700\157 | RING | 700 | 1.3.6.1.4.1.14519.5.2.1.1706.8040.162661477803402415633509410161 | 1.3.6.1.4.1.14519.5.2.1.1706.8040.326135890230988930334286334659 | TCIA | 10.7937/K9/TCIA.2017.umz8dv6s
HNSCC-01-0024 | ORIGINAL | PT | 91 | 1998-10-10 | PET/CT HEAD&NECK CA IN | PET NO AC | 2 | GE MEDICAL SYSTEMS | Discovery HR | 36.14 | Positron Emission Tomography Image Storage | [9 empty] | FDG -- fluorodeoxyglucose | 665429760 | 6588 | 0.97 | CYLINDRICAL RING | 700\157 | RING | 700 | 1.3.6.1.4.1.14519.5.2.1.1706.8040.230315366324070346775420460084 | 1.3.6.1.4.1.14519.5.2.1.1706.8040.129643247852655720050028905722 | TCIA | 10.7937/K9/TCIA.2017.umz8dv6s
HNSCC-01-0024 | ORIGINAL | PT | 128 | 1998-10-10 | PET/CT HEAD&NECK CA IN | PET AC | 681879184 | GE MEDICAL SYSTEMS | NULL | 36.14 | Positron Emission Tomography Image Storage | [9 empty] | FDG -- fluorodeoxyglucose | 680799987.793 | 6588 | 0.97 | CYLINDRICAL RING | 700\157 | RING | 700 | 1.3.6.1.4.1.14519.5.2.1.1706.8040.230315366324070346775420460084 | 1.3.6.1.4.1.14519.5.2.1.1706.8040.223166334402428785222754199113 | TCIA | 10.7937/K9/TCIA.2017.umz8dv6s
HNSCC-01-0024 | ORIGINAL | PT | 91 | 1998-10-10 | PET/CT HEAD&NECK CA IN | PET AC | 1 | GE MEDICAL SYSTEMS | Discovery HR | 36.14 | Positron Emission Tomography Image Storage | [9 empty] | FDG -- fluorodeoxyglucose | 665429760 | 6588 | 0.97 | CYLINDRICAL RING | 700\157 | RING | 700 | 1.3.6.1.4.1.14519.5.2.1.1706.8040.230315366324070346775420460084 | 1.3.6.1.4.1.14519.5.2.1.1706.8040.223960795713559623945916230011 | TCIA | 10.7937/K9/TCIA.2017.umz8dv6s
HNSCC-01-0024 | ORIGINAL | PT | 60 | 1998-10-10 | PET/CT HEAD&NECK CA IN | MIP | 123 | GE MEDICAL SYSTEMS | NULL | 36.14 | Positron Emission Tomography Image Storage | [9 empty] | FDG -- fluorodeoxyglucose | 680799987.793 | 6588 | 0.97 | CYLINDRICAL RING | 700\157 | RING | 700 | 1.3.6.1.4.1.14519.5.2.1.1706.8040.230315366324070346775420460084 | 1.3.6.1.4.1.14519.5.2.1.1706.8040.284674460194496002321897998403 | TCIA | 10.7937/K9/TCIA.2017.umz8dv6s
HNSCC-01-0024 | ORIGINAL | CT | 179 | 1998-10-10 | PET/CT HEAD&NECK CA IN | CT Atten Cor Head IN | 2 | GE MEDICAL SYSTEMS | Discovery HR | LightSpeedverrel | CT Image Storage | 120 | HELICAL MODE | 500 | 500 | 949.075 | 0 | CW | 566 | [9 empty] | 1.3.6.1.4.1.14519.5.2.1.1706.8040.269571998702147381375692023512 | 1.3.6.1.4.1.14519.5.2.1.1706.8040.331252805904823637385976063645 | TCIA | 10.7937/K9/TCIA.2017.umz8dv6s
HNSCC-01-0024 | ORIGINAL | CT | 179 | 1999-01-16 | PET/CT HEAD & NECK CA | CT Atten Cor Head In | 2 | GE MEDICAL SYSTEMS | Discovery ST | LightSpeedAppsdstm5_goc1_11D_R2.9N.IRIX646.5 | CT Image Storage | 120 | HELICAL MODE | 500 | 500 | 949.075 | 0 | CW | 675 | [9 empty] | 1.3.6.1.4.1.14519.5.2.1.1706.8040.113647065767481627279073256655 | 1.3.6.1.4.1.14519.5.2.1.1706.8040.132505626925033056377622729133 | TCIA | 10.7937/K9/TCIA.2017.umz8dv6s
HNSCC-01-0024 | ORIGINAL | PT | 91 | 1999-01-16 | PET/CT HEAD & NECK CA | PET AC | 1 | GE MEDICAL SYSTEMS | Discovery ST | 26.14 | Positron Emission Tomography Image Storage | [9 empty] | FDG -- fluorodeoxyglucose | 527571584 | 6588 | 0.97 | CYLINDRICAL RING | 700\157 | RING | 700 | 1.3.6.1.4.1.14519.5.2.1.1706.8040.135463331165732638636251992428 | 1.3.6.1.4.1.14519.5.2.1.1706.8040.144514488875796715319086530399 | TCIA | 10.7937/K9/TCIA.2017.umz8dv6s
HNSCC-01-0024 | ORIGINAL | PT | 179 | 1999-01-16 | PET/CT HEAD & NECK CA | PET AC | 1 | GE MEDICAL SYSTEMS | Discovery ST | 26.14 | Positron Emission Tomography Image Storage | [9 empty] | FDG -- fluorodeoxyglucose | 527571584 | 6588 | 0.97 | CYLINDRICAL RING | 700\157 | RING | 700 | 1.3.6.1.4.1.14519.5.2.1.1706.8040.113647065767481627279073256655 | 1.3.6.1.4.1.14519.5.2.1.1706.8040.201097430732051967340111102426 | TCIA | 10.7937/K9/TCIA.2017.umz8dv6s
HNSCC-01-0024 | ORIGINAL | PT | 91 | 1999-01-16 | PET/CT HEAD & NECK CA | No AC Recon | 2 | GE MEDICAL SYSTEMS | Discovery ST | 26.14 | Positron Emission Tomography Image Storage | [9 empty] | FDG -- fluorodeoxyglucose | 527571584 | 6588 | 0.97 | CYLINDRICAL RING | 700\157 | RING | 700 | 1.3.6.1.4.1.14519.5.2.1.1706.8040.135463331165732638636251992428 | 1.3.6.1.4.1.14519.5.2.1.1706.8040.226636541959066880338963994670 | TCIA | 10.7937/K9/TCIA.2017.umz8dv6s
HNSCC-01-0024 | ORIGINAL | PT | 128 | 1999-01-16 | PET/CT HEAD & NECK CA | CORONAL TOMO | 790326991 | GE MEDICAL SYSTEMS | NULL | 26.14 | Positron Emission Tomography Image Storage | [9 empty] | FDG -- fluorodeoxyglucose | 538350036.6211 | 6588 | 0.97 | CYLINDRICAL RING | 700\157 | RING | 700 | 1.3.6.1.4.1.14519.5.2.1.1706.8040.135463331165732638636251992428 | 1.3.6.1.4.1.14519.5.2.1.1706.8040.238106270711336090940806806610 | TCIA | 10.7937/K9/TCIA.2017.umz8dv6s
HNSCC-01-0024 | ORIGINAL | PT | 179 | 1999-01-16 | PET/CT HEAD & NECK CA | No AC Recon | 2 | GE MEDICAL SYSTEMS | Discovery ST | 26.14 | Positron Emission Tomography Image Storage | [9 empty] | FDG -- fluorodeoxyglucose | 527571584 | 6588 | 0.97 | CYLINDRICAL RING | 700\157 | RING | 700 | 1.3.6.1.4.1.14519.5.2.1.1706.8040.113647065767481627279073256655 | 1.3.6.1.4.1.14519.5.2.1.1706.8040.262533602584281609707799170678 | TCIA | 10.7937/K9/TCIA.2017.umz8dv6s
HNSCC-01-0024 | ORIGINAL | PT | 128 | 1999-01-16 | PET/CT HEAD & NECK CA | CORONAL TOMO | 311759380 | GE MEDICAL SYSTEMS | NULL | 26.14 | Positron Emission Tomography Image Storage | [9 empty] | FDG -- fluorodeoxyglucose | 538350036.6211 | 6588 | 0.97 | CYLINDRICAL RING | 700\157 | RING | 700 | 1.3.6.1.4.1.14519.5.2.1.1706.8040.113647065767481627279073256655 | 1.3.6.1.4.1.14519.5.2.1.1706.8040.273505823352706535919183371689 | TCIA | 10.7937/K9/TCIA.2017.umz8dv6s
HNSCC-01-0024 | ORIGINAL | PT | 60 | 1999-01-16 | PET/CT HEAD & NECK CA | MIP | 123 | GE MEDICAL SYSTEMS | NULL | 26.14 | Positron Emission Tomography Image Storage | [9 empty] | FDG -- fluorodeoxyglucose | 538350036.6211 | 6588 | 0.97 | CYLINDRICAL RING | 700\157 | RING | 700 | 1.3.6.1.4.1.14519.5.2.1.1706.8040.113647065767481627279073256655 | 1.3.6.1.4.1.14519.5.2.1.1706.8040.288198084082473120338370205657 | TCIA | 10.7937/K9/TCIA.2017.umz8dv6s
HNSCC-01-0024 | ORIGINAL | PT | 60 | 1999-01-16 | PET/CT HEAD & NECK CA | MIP | 123 | GE MEDICAL SYSTEMS | NULL | 26.14 | Positron Emission Tomography Image Storage | [9 empty] | FDG -- fluorodeoxyglucose | 538350036.6211 | 6588 | 0.97 | CYLINDRICAL RING | 700\157 | RING | 700 | 1.3.6.1.4.1.14519.5.2.1.1706.8040.135463331165732638636251992428 | 1.3.6.1.4.1.14519.5.2.1.1706.8040.613732609002546877199795261351 | TCIA | 10.7937/K9/TCIA.2017.umz8dv6s
HNSCC-01-0025 | ORIGINAL | PT | 128 | 1998-10-24 | PET,HEAD&NECK CA INIT | CORONAL TOMO | 45372124 | GE MEDICAL SYSTEMS | NULL | 36.14 | Positron Emission Tomography Image Storage | [9 empty] | FDG -- fluorodeoxyglucose | 660080017.0898 | 6588 | 0.97 | CYLINDRICAL RING | 700\157 | RING | 700 | 1.3.6.1.4.1.14519.5.2.1.1706.8040.244401691933322989849146541897 | 1.3.6.1.4.1.14519.5.2.1.1706.8040.152449443648145646913746667787 | TCIA | 10.7937/K9/TCIA.2017.umz8dv6s
HNSCC-01-0025 | ORIGINAL | PT | 267 | 1998-10-24 | PET,HEAD&NECK CA INIT | No AC Recon | 2 | GE MEDICAL SYSTEMS | Discovery ST | 36.14 | Positron Emission Tomography Image Storage | [9 empty] | FDG -- fluorodeoxyglucose | 658218304 | 6588 | 0.97 | CYLINDRICAL RING | 700\157 | RING | 700 | 1.3.6.1.4.1.14519.5.2.1.1706.8040.244401691933322989849146541897 | 1.3.6.1.4.1.14519.5.2.1.1706.8040.176600328583309590560656816739 | TCIA | 10.7937/K9/TCIA.2017.umz8dv6s
HNSCC-01-0025 | ORIGINAL | CT | 267 | 1998-10-24 | PET,HEAD&NECK CA INIT | CT Atten Cor Head In | 2 | GE MEDICAL SYSTEMS | Discovery ST | LightSpeedverrel | CT Image Storage | 120 | HELICAL MODE | 500 | 500 | 949.075 | 0 | CW | 675 | [9 empty] | 1.3.6.1.4.1.14519.5.2.1.1706.8040.244401691933322989849146541897 | 1.3.6.1.4.1.14519.5.2.1.1706.8040.179924034598858238719575241045 | TCIA | 10.7937/K9/TCIA.2017.umz8dv6s
HNSCC-01-0025 | ORIGINAL | PT | 267 | 1998-10-24 | PET,HEAD&NECK CA INIT | PET AC rad onc | 1 | GE MEDICAL SYSTEMS | Discovery ST | 36.14 | Positron Emission Tomography Image Storage | [9 empty] | FDG -- fluorodeoxyglucose | 658218304 | 6588 | 0.97 | CYLINDRICAL RING | 700\157 | RING | 500 | 1.3.6.1.4.1.14519.5.2.1.1706.8040.244401691933322989849146541897 | 1.3.6.1.4.1.14519.5.2.1.1706.8040.246229506468960289283907044510 | TCIA | 10.7937/K9/TCIA.2017.umz8dv6s
HNSCC-01-0025 | ORIGINAL | PT | 32 | 1998-10-24 | PET,HEAD&NECK CA INIT | MIP | 123 | GE MEDICAL SYSTEMS | NULL | 36.14 | Positron Emission Tomography Image Storage | [9 empty] | FDG -- fluorodeoxyglucose | 660080017.0898 | 6588 | 0.97 | CYLINDRICAL RING | 700\157 | RING | 700 | 1.3.6.1.4.1.14519.5.2.1.1706.8040.244401691933322989849146541897 | 1.3.6.1.4.1.14519.5.2.1.1706.8040.324444613353014983260027664513 | TCIA | 10.7937/K9/TCIA.2017.umz8dv6s
HNSCC-01-0025 | ORIGINAL | PT | 267 | 1998-10-24 | PET,HEAD&NECK CA INIT | PET AC | 3 | GE MEDICAL SYSTEMS | Discovery ST | 36.14 | Positron Emission Tomography Image Storage | [9 empty] | FDG -- fluorodeoxyglucose | 658218304 | 6588 | 0.97 | CYLINDRICAL RING | 700\157 | RING | 700 | 1.3.6.1.4.1.14519.5.2.1.1706.8040.244401691933322989849146541897 | 1.3.6.1.4.1.14519.5.2.1.1706.8040.682116120149827167595114357914 | TCIA | 10.7937/K9/TCIA.2017.umz8dv6s
HNSCC-01-0025 | DERIVED | PT | 150 | 1999-01-16 | PET/CT HEAD & NECK CA | PETCoronal | 601 | GE MEDICAL SYSTEMS | Discovery STE | 41.03 | Positron Emission Tomography Image Storage | [9 empty] | FDG -- fluorodeoxyglucose | 704120000 | 6588 | 0.97 | CYLINDRICAL RING | 700\153 | RING | 700 | 1.3.6.1.4.1.14519.5.2.1.1706.8040.215244642223128684520921544351 | 1.3.6.1.4.1.14519.5.2.1.1706.8040.169269597135015927746264607362 | TCIA | 10.7937/K9/TCIA.2017.umz8dv6s
HNSCC-01-0025 | DERIVED | PT | 150 | 1999-01-16 | PET/CT HEAD & NECK CA | PETCoronal | 601 | GE MEDICAL SYSTEMS | Discovery STE | 41.03 | Positron Emission Tomography Image Storage | [9 empty] | FDG -- fluorodeoxyglucose | 704120000 | 6588 | 0.97 | CYLINDRICAL RING | 700\153 | RING | 725.9 | 1.3.6.1.4.1.14519.5.2.1.1706.8040.245897105604668548902827259236 | 1.3.6.1.4.1.14519.5.2.1.1706.8040.213787687318902988702456195270 | TCIA | 10.7937/K9/TCIA.2017.umz8dv6s
HNSCC-01-0025 | ORIGINAL | PT | 91 | 1999-01-16 | PET/CT HEAD & NECK CA | PET NO AC | 5 | GE MEDICAL SYSTEMS | Discovery STE | 41.03 | Positron Emission Tomography Image Storage | [9 empty] | FDG -- fluorodeoxyglucose | 704120000 | 6588 | 0.97 | CYLINDRICAL RING | 700\153 | RING | 700 | 1.3.6.1.4.1.14519.5.2.1.1706.8040.215244642223128684520921544351 | 1.3.6.1.4.1.14519.5.2.1.1706.8040.167862737354743412340794573558 | TCIA | 10.7937/K9/TCIA.2017.umz8dv6s
HNSCC-01-0025 | ORIGINAL | CT | 223 | 1999-01-16 | PET/CT HEAD & NECK CA | CT Atten Cor Head IN | 2 | GE MEDICAL SYSTEMS | Discovery STE | petct_hl.60a | CT Image Storage | 120 | HELICAL MODE | 500 | 500 | 949.075 | 0 | CW | 566 | [9 empty] | 1.3.6.1.4.1.14519.5.2.1.1706.8040.245897105604668548902827259236 | 1.3.6.1.4.1.14519.5.2.1.1706.8040.207165289884662304967553978847 | TCIA | 10.7937/K9/TCIA.2017.umz8dv6s
HNSCC-01-0025 | ORIGINAL | PT | 223 | 1999-01-16 | PET/CT HEAD & NECK CA | PET NO AC | 5 | GE MEDICAL SYSTEMS | Discovery STE | 41.03 | Positron Emission Tomography Image Storage | [9 empty] | FDG -- fluorodeoxyglucose | 704120000 | 6588 | 0.97 | CYLINDRICAL RING | 700\153 | RING | 700 | 1.3.6.1.4.1.14519.5.2.1.1706.8040.245897105604668548902827259236 | 1.3.6.1.4.1.14519.5.2.1.1706.8040.210261817624665434913865766489 | TCIA | 10.7937/K9/TCIA.2017.umz8dv6s
HNSCC-01-0025 | ORIGINAL | PT | 223 | 1999-01-16 | PET/CT HEAD & NECK CA | PET AC | 4 | GE MEDICAL SYSTEMS | Discovery STE | 41.03 | Positron Emission Tomography Image Storage | [9 empty] | FDG -- fluorodeoxyglucose | 704120000 | 6588 | 0.97 | CYLINDRICAL RING | 700\153 | RING | 700 | 1.3.6.1.4.1.14519.5.2.1.1706.8040.245897105604668548902827259236 | 1.3.6.1.4.1.14519.5.2.1.1706.8040.410146761479660062809598730947 | TCIA | 10.7937/K9/TCIA.2017.umz8dv6s
HNSCC-01-0025 | ORIGINAL | PT | 91 | 1999-01-16 | PET/CT HEAD & NECK CA | PET AC | 4 | GE MEDICAL SYSTEMS | Discovery STE | 41.03 | Positron Emission Tomography Image Storage | [9 empty] | FDG -- fluorodeoxyglucose | 704120000 | 6588 | 0.97 | CYLINDRICAL RING | 700\153 | RING | 700 | 1.3.6.1.4.1.14519.5.2.1.1706.8040.215244642223128684520921544351 | 1.3.6.1.4.1.14519.5.2.1.1706.8040.572501922770722721935635550145 | TCIA | 10.7937/K9/TCIA.2017.umz8dv6s
HNSCC-01-0026 | NULL | RTDOSE | 1 | 1998-10-03 | RT SIMULATION | NULL | 1 | ADAC | Pinnacle3 | 9.8 | RT Dose Storage | [17 empty] | 1.3.6.1.4.1.14519.5.2.1.1706.8040.170040054196677984792932517290 | 1.3.6.1.4.1.14519.5.2.1.1706.8040.127668017744715873325360877080 | TCIA | 10.7937/K9/TCIA.2017.umz8dv6s
HNSCC-01-0026 | NULL | RTSTRUCT | 1 | 1998-10-03 | RT SIMULATION | NULL | 1 | ADAC | Pinnacle3 | 9.8 | RT Structure Set Storage | [17 empty] | 1.3.6.1.4.1.14519.5.2.1.1706.8040.170040054196677984792932517290 | 1.3.6.1.4.1.14519.5.2.1.1706.8040.141774173384280318184432507522 | TCIA | 10.7937/K9/TCIA.2017.umz8dv6s
HNSCC-01-0026 | NULL | RTPLAN | 1 | 1998-10-03 | RT SIMULATION | NULL | 1 | ADAC | Pinnacle3 | 9.8 | RT Plan Storage | [17 empty] | 1.3.6.1.4.1.14519.5.2.1.1706.8040.170040054196677984792932517290 | 1.3.6.1.4.1.14519.5.2.1.1706.8040.239298641137634203637644436615 | TCIA | 10.7937/K9/TCIA.2017.umz8dv6s
HNSCC-01-0026 | ORIGINAL | CT | 130 | 1998-10-03 | RT SIMULATION | NULL | NULL | Philips Medical Systems | PQ5000 | 4.9.1/5.0.2 | CT Image Storage | 130 |  | 480 | 480 |  | 0 | CC | [10 empty] | 1.3.6.1.4.1.14519.5.2.1.1706.8040.170040054196677984792932517290 | 1.3.6.1.4.1.14519.5.2.1.1706.8040.170262998837975327698466471724 | TCIA | 10.7937/K9/TCIA.2017.umz8dv6s
HNSCC-01-0026 | ORIGINAL | PT | 128 | 1998-10-17 | PET/CT HEAD&NECK CA IN | PET AC | 320157740 | GE MEDICAL SYSTEMS | NULL | 36.14 | Positron Emission Tomography Image Storage | [9 empty] | FDG -- fluorodeoxyglucose | 683019958.4961 | 6588 | 0.97 | CYLINDRICAL RING | 700\157 | RING | 700 | 1.3.6.1.4.1.14519.5.2.1.1706.8040.213507770034675304615010971821 | 1.3.6.1.4.1.14519.5.2.1.1706.8040.101845406883099707412450046515 | TCIA | 10.7937/K9/TCIA.2017.umz8dv6s
HNSCC-01-0026 | ORIGINAL | PT | 60 | 1998-10-17 | PET/CT HEAD&NECK CA IN | MIP | 123 | GE MEDICAL SYSTEMS | NULL | 36.14 | Positron Emission Tomography Image Storage | [9 empty] | FDG -- fluorodeoxyglucose | 683019958.4961 | 6588 | 0.97 | CYLINDRICAL RING | 700\157 | RING | 700 | 1.3.6.1.4.1.14519.5.2.1.1706.8040.213507770034675304615010971821 | 1.3.6.1.4.1.14519.5.2.1.1706.8040.104987350478902723417491332090 | TCIA | 10.7937/K9/TCIA.2017.umz8dv6s
HNSCC-01-0026 | ORIGINAL | PT | 91 | 1998-10-17 | PET/CT HEAD&NECK CA IN | PET NO AC | 2 | GE MEDICAL SYSTEMS | Discovery HR | 36.14 | Positron Emission Tomography Image Storage | [9 empty] | FDG -- fluorodeoxyglucose | 669973184 | 6588 | 0.97 | CYLINDRICAL RING | 700\157 | RING | 700 | 1.3.6.1.4.1.14519.5.2.1.1706.8040.213507770034675304615010971821 | 1.3.6.1.4.1.14519.5.2.1.1706.8040.135664684893494044568750320178 | TCIA | 10.7937/K9/TCIA.2017.umz8dv6s
HNSCC-01-0026 | ORIGINAL | CT | 223 | 1998-10-17 | PET/CT HEAD&NECK CA IN | CT Atten Cor Head IN | 2 | GE MEDICAL SYSTEMS | Discovery HR | LightSpeedverrel | CT Image Storage | 120 | HELICAL MODE | 500 | 500 | 949.075 | 0 | CW | 566 | [9 empty] | 1.3.6.1.4.1.14519.5.2.1.1706.8040.168922238759263124341248673635 | 1.3.6.1.4.1.14519.5.2.1.1706.8040.144476109285328993367189765811 | TCIA | 10.7937/K9/TCIA.2017.umz8dv6s
HNSCC-01-0026 | ORIGINAL | PT | 128 | 1998-10-17 | PET/CT HEAD&NECK CA IN | PET AC | 603213320 | GE MEDICAL SYSTEMS | NULL | 36.14 | Positron Emission Tomography Image Storage | [9 empty] | FDG -- fluorodeoxyglucose | 683019958.4961 | 6588 | 0.97 | CYLINDRICAL RING | 700\157 | RING | 700 | 1.3.6.1.4.1.14519.5.2.1.1706.8040.168922238759263124341248673635 | 1.3.6.1.4.1.14519.5.2.1.1706.8040.251314414377866406910167713670 | TCIA | 10.7937/K9/TCIA.2017.umz8dv6s
HNSCC-01-0026 | ORIGINAL | PT | 223 | 1998-10-17 | PET/CT HEAD&NECK CA IN | PET NO AC | 2 | GE MEDICAL SYSTEMS | Discovery HR | 36.14 | Positron Emission Tomography Image Storage | [9 empty] | FDG -- fluorodeoxyglucose | 669973184 | 6588 | 0.97 | CYLINDRICAL RING | 700\157 | RING | 700 | 1.3.6.1.4.1.14519.5.2.1.1706.8040.168922238759263124341248673635 | 1.3.6.1.4.1.14519.5.2.1.1706.8040.281530783133664442979057917906 | TCIA | 10.7937/K9/TCIA.2017.umz8dv6s
HNSCC-01-0026 | ORIGINAL | PT | 223 | 1998-10-17 | PET/CT HEAD&NECK CA IN | PET AC | 1 | GE MEDICAL SYSTEMS | Discovery HR | 36.14 | Positron Emission Tomography Image Storage | [9 empty] | FDG -- fluorodeoxyglucose | 669973184 | 6588 | 0.97 | CYLINDRICAL RING | 700\157 | RING | 700 | 1.3.6.1.4.1.14519.5.2.1.1706.8040.168922238759263124341248673635 | 1.3.6.1.4.1.14519.5.2.1.1706.8040.367080577724842081166861594249 | TCIA | 10.7937/K9/TCIA.2017.umz8dv6s
HNSCC-01-0026 | ORIGINAL | PT | 91 | 1998-10-17 | PET/CT HEAD&NECK CA IN | PET AC | 1 | GE MEDICAL SYSTEMS | Discovery HR | 36.14 | Positron Emission Tomography Image Storage | [9 empty] | FDG -- fluorodeoxyglucose | 669973184 | 6588 | 0.97 | CYLINDRICAL RING | 700\157 | RING | 700 | 1.3.6.1.4.1.14519.5.2.1.1706.8040.213507770034675304615010971821 | 1.3.6.1.4.1.14519.5.2.1.1706.8040.378598124812169417806262090614 | TCIA | 10.7937/K9/TCIA.2017.umz8dv6s
HNSCC-01-0026 | ORIGINAL | PT | 60 | 1998-10-17 | PET/CT HEAD&NECK CA IN | MIP | 123 | GE MEDICAL SYSTEMS | NULL | 36.14 | Positron Emission Tomography Image Storage | [9 empty] | FDG -- fluorodeoxyglucose | 683019958.4961 | 6588 | 0.97 | CYLINDRICAL RING | 700\157 | RING | 700 | 1.3.6.1.4.1.14519.5.2.1.1706.8040.168922238759263124341248673635 | 1.3.6.1.4.1.14519.5.2.1.1706.8040.437650066040761603694531340880 | TCIA | 10.7937/K9/TCIA.2017.umz8dv6s
HNSCC-01-0026 | ORIGINAL | PT | 91 | 1999-02-02 | PET/CT HEAD & NECK CA | PET AC | 1 | GE MEDICAL SYSTEMS | Discovery ST | 26.14 | Positron Emission Tomography Image Storage | [9 empty] | FDG -- fluorodeoxyglucose | 669504192 | 6588 | 0.97 | CYLINDRICAL RING | 700\157 | RING | 700 | 1.3.6.1.4.1.14519.5.2.1.1706.8040.526158547465902122068908122374 | 1.3.6.1.4.1.14519.5.2.1.1706.8040.126406657842176719514289036582 | TCIA | 10.7937/K9/TCIA.2017.umz8dv6s
HNSCC-01-0026 | ORIGINAL | PT | 60 | 1999-02-02 | PET/CT HEAD & NECK CA | MIP | 123 | GE MEDICAL SYSTEMS | NULL | 26.14 | Positron Emission Tomography Image Storage | [9 empty] | FDG -- fluorodeoxyglucose | 677099975.5859 | 6588 | 0.97 | CYLINDRICAL RING | 700\157 | RING | 700 | 1.3.6.1.4.1.14519.5.2.1.1706.8040.526158547465902122068908122374 | 1.3.6.1.4.1.14519.5.2.1.1706.8040.159429570863361004230934001234 | TCIA | 10.7937/K9/TCIA.2017.umz8dv6s
HNSCC-01-0026 | ORIGINAL | PT | 128 | 1999-02-02 | PET/CT HEAD & NECK CA | CORONAL TOMO | 749278035 | GE MEDICAL SYSTEMS | NULL | 26.14 | Positron Emission Tomography Image Storage | [9 empty] | FDG -- fluorodeoxyglucose | 677099975.5859 | 6588 | 0.97 | CYLINDRICAL RING | 700\157 | RING | 700 | 1.3.6.1.4.1.14519.5.2.1.1706.8040.526158547465902122068908122374 | 1.3.6.1.4.1.14519.5.2.1.1706.8040.220923249453230790121194840280 | TCIA | 10.7937/K9/TCIA.2017.umz8dv6s
HNSCC-01-0026 | ORIGINAL | PT | 91 | 1999-02-02 | PET/CT HEAD & NECK CA | No AC Recon | 2 | GE MEDICAL SYSTEMS | Discovery ST | 26.14 | Positron Emission Tomography Image Storage | [9 empty] | FDG -- fluorodeoxyglucose | 669504192 | 6588 | 0.97 | CYLINDRICAL RING | 700\157 | RING | 700 | 1.3.6.1.4.1.14519.5.2.1.1706.8040.526158547465902122068908122374 | 1.3.6.1.4.1.14519.5.2.1.1706.8040.247653138505272984189046312760 | TCIA | 10.7937/K9/TCIA.2017.umz8dv6s
HNSCC-01-0026 | ORIGINAL | CT | 223 | 1999-02-02 | PET/CT HEAD & NECK CA | CT Atten Cor Head In | 2 | GE MEDICAL SYSTEMS | Discovery ST | LightSpeedAppsdstm5_goc1_11D_R2.9N.IRIX646.5 | CT Image Storage | 120 | HELICAL MODE | 500 | 500 | 949.075 | 0 | CW | 675 | [9 empty] | 1.3.6.1.4.1.14519.5.2.1.1706.8040.297345812175278426824942601153 | 1.3.6.1.4.1.14519.5.2.1.1706.8040.289664301578648894330732518406 | TCIA | 10.7937/K9/TCIA.2017.umz8dv6s
HNSCC-01-0027 | ORIGINAL | CT | 132 | 1998-09-30 | CT, ABDOMEN W&W/O CONT | ABD-PELVIS | 4 | GE MEDICAL SYSTEMS | LightSpeed Plus | LightSpeedApps2.4.2_H2.4M5 | CT Image Storage | 120 | HELICAL MODE | 500 | 340 | 949.075 | 0 | CW | 1426 | [9 empty] | 1.3.6.1.4.1.14519.5.2.1.1706.8040.181128260590290848994142365664 | 1.3.6.1.4.1.14519.5.2.1.1706.8040.321507195707616827961286245836 | TCIA | 10.7937/K9/TCIA.2017.umz8dv6s
HNSCC-01-0027 | NULL | RTSTRUCT | 1 | 1998-12-08 | RT SIMULATION | NULL | 1 | ADAC | Pinnacle3 | 9.8 | RT Structure Set Storage | [17 empty] | 1.3.6.1.4.1.14519.5.2.1.1706.8040.329361362390556967895455558016 | 1.3.6.1.4.1.14519.5.2.1.1706.8040.139054628292928654602565005076 | TCIA | 10.7937/K9/TCIA.2017.umz8dv6s
HNSCC-01-0027 | NULL | RTPLAN | 1 | 1998-12-08 | RT SIMULATION | NULL | 1 | ADAC | Pinnacle3 | 9.8 | RT Plan Storage | [17 empty] | 1.3.6.1.4.1.14519.5.2.1.1706.8040.329361362390556967895455558016 | 1.3.6.1.4.1.14519.5.2.1.1706.8040.205639610363322456556543452941 | TCIA | 10.7937/K9/TCIA.2017.umz8dv6s
HNSCC-01-0027 | NULL | RTDOSE | 1 | 1998-12-08 | RT SIMULATION | NULL | 1 | ADAC | Pinnacle3 | 9.8 | RT Dose Storage | [17 empty] | 1.3.6.1.4.1.14519.5.2.1.1706.8040.329361362390556967895455558016 | 1.3.6.1.4.1.14519.5.2.1.1706.8040.301066361650660043026833342277 | TCIA | 10.7937/K9/TCIA.2017.umz8dv6s
HNSCC-01-0027 | ORIGINAL | CT | 117 | 1998-12-08 | RT SIMULATION | NULL | NULL | Philips Medical Systems | PQ5000 | 4.9.1/5.0.2 | CT Image Storage | 130 |  | 480 | 480 |  | 0 | CC | [10 empty] | 1.3.6.1.4.1.14519.5.2.1.1706.8040.329361362390556967895455558016 | 1.3.6.1.4.1.14519.5.2.1.1706.8040.237293882316059627899538332914 | TCIA | 10.7937/K9/TCIA.2017.umz8dv6s
HNSCC-01-0027 | DERIVED | PT | 150 | 1999-04-20 | PET/CT HEAD & NECK CA | PETCoronal | 601 | GE MEDICAL SYSTEMS | Discovery STE | 41.04 | Positron Emission Tomography Image Storage | [9 empty] | FDG -- fluorodeoxyglucose | 586106752 | 6588 | 0.97 | CYLINDRICAL RING | 700\153 | RING | 869.8 | 1.3.6.1.4.1.14519.5.2.1.1706.8040.307359617554297919578807916162 | 1.3.6.1.4.1.14519.5.2.1.1706.8040.975993405318648604231201519916 | TCIA | 10.7937/K9/TCIA.2017.umz8dv6s
HNSCC-01-0027 | ORIGINAL | PT | 267 | 1999-04-20 | PET/CT HEAD & NECK CA | PET_AC | 4 | GE MEDICAL SYSTEMS | Discovery STE | 41.04 | Positron Emission Tomography Image Storage | [9 empty] | FDG -- fluorodeoxyglucose | 586106752 | 6588 | 0.97 | CYLINDRICAL RING | 700\153 | RING | 700 | 1.3.6.1.4.1.14519.5.2.1.1706.8040.307359617554297919578807916162 | 1.3.6.1.4.1.14519.5.2.1.1706.8040.130753506636046343020592015728 | TCIA | 10.7937/K9/TCIA.2017.umz8dv6s
HNSCC-01-0027 | ORIGINAL | PT | 267 | 1999-04-20 | PET/CT HEAD & NECK CA | PET_NAC | 5 | GE MEDICAL SYSTEMS | Discovery STE | 41.04 | Positron Emission Tomography Image Storage | [9 empty] | FDG -- fluorodeoxyglucose | 586106752 | 6588 | 0.97 | CYLINDRICAL RING | 700\153 | RING | 700 | 1.3.6.1.4.1.14519.5.2.1.1706.8040.307359617554297919578807916162 | 1.3.6.1.4.1.14519.5.2.1.1706.8040.141751563243481999328032276786 | TCIA | 10.7937/K9/TCIA.2017.umz8dv6s
HNSCC-01-0027 | ORIGINAL | CT | 267 | 1999-04-20 | PET/CT HEAD & NECK CA | CT Atten Cor Head IN | 2 | GE MEDICAL SYSTEMS | Discovery STE | pet_vct_hp.80 | CT Image Storage | 120 | HELICAL MODE | 500 | 500 | 949.075 | 0 | CW | 566 | 27.5 | [8 empty] | 1.3.6.1.4.1.14519.5.2.1.1706.8040.307359617554297919578807916162 | 1.3.6.1.4.1.14519.5.2.1.1706.8040.334187639308749676144470003003 | TCIA | 10.7937/K9/TCIA.2017.umz8dv6s
HNSCC-01-0028 | ORIGINAL | PT | 60 | 1998-10-11 | PET/CT HEAD&NECK CA IN | MIP | 123 | GE MEDICAL SYSTEMS | NULL | 36.14 | Positron Emission Tomography Image Storage | [9 empty] | FDG -- fluorodeoxyglucose | 740000000 | 6588 | 0.97 | CYLINDRICAL RING | 700\157 | RING | 700 | 1.3.6.1.4.1.14519.5.2.1.1706.8040.974173434328074542805620528948 | 1.3.6.1.4.1.14519.5.2.1.1706.8040.124726481494280917811479824470 | TCIA | 10.7937/K9/TCIA.2017.umz8dv6s
HNSCC-01-0028 | ORIGINAL | PT | 128 | 1998-10-11 | PET/CT HEAD&NECK CA IN | PET AC | 194854269 | GE MEDICAL SYSTEMS | NULL | 36.14 | Positron Emission Tomography Image Storage | [9 empty] | FDG -- fluorodeoxyglucose | 740000000 | 6588 | 0.97 | CYLINDRICAL RING | 700\157 | RING | 700 | 1.3.6.1.4.1.14519.5.2.1.1706.8040.187165880705928181186336797923 | 1.3.6.1.4.1.14519.5.2.1.1706.8040.139635759711140532291330047200 | TCIA | 10.7937/K9/TCIA.2017.umz8dv6s
HNSCC-01-0028 | ORIGINAL | PT | 60 | 1998-10-11 | PET/CT HEAD&NECK CA IN | MIP | 123 | GE MEDICAL SYSTEMS | NULL | 36.14 | Positron Emission Tomography Image Storage | [9 empty] | FDG -- fluorodeoxyglucose | 740000000 | 6588 | 0.97 | CYLINDRICAL RING | 700\157 | RING | 700 | 1.3.6.1.4.1.14519.5.2.1.1706.8040.187165880705928181186336797923 | 1.3.6.1.4.1.14519.5.2.1.1706.8040.152367689653786501535417114157 | TCIA | 10.7937/K9/TCIA.2017.umz8dv6s
HNSCC-01-0028 | ORIGINAL | PT | 128 | 1998-10-11 | PET/CT HEAD&NECK CA IN | PET AC | 12879836 | GE MEDICAL SYSTEMS | NULL | 36.14 | Positron Emission Tomography Image Storage | [9 empty] | FDG -- fluorodeoxyglucose | 740000000 | 6588 | 0.97 | CYLINDRICAL RING | 700\157 | RING | 700 | 1.3.6.1.4.1.14519.5.2.1.1706.8040.974173434328074542805620528948 | 1.3.6.1.4.1.14519.5.2.1.1706.8040.174988791491396218014326458202 | TCIA | 10.7937/K9/TCIA.2017.umz8dv6s
HNSCC-01-0028 | ORIGINAL | PT | 91 | 1998-10-11 | PET/CT HEAD&NECK CA IN | PET AC | 1 | GE MEDICAL SYSTEMS | Discovery HR | 36.14 | Positron Emission Tomography Image Storage | [9 empty] | FDG -- fluorodeoxyglucose | 732859008 | 6588 | 0.97 | CYLINDRICAL RING | 700\157 | RING | 700 | 1.3.6.1.4.1.14519.5.2.1.1706.8040.187165880705928181186336797923 | 1.3.6.1.4.1.14519.5.2.1.1706.8040.192577910758744172493705842998 | TCIA | 10.7937/K9/TCIA.2017.umz8dv6s
HNSCC-01-0028 | ORIGINAL | PT | 223 | 1998-10-11 | PET/CT HEAD&NECK CA IN | PET NO AC | 2 | GE MEDICAL SYSTEMS | Discovery HR | 36.14 | Positron Emission Tomography Image Storage | [9 empty] | FDG -- fluorodeoxyglucose | 732859008 | 6588 | 0.97 | CYLINDRICAL RING | 700\157 | RING | 700 | 1.3.6.1.4.1.14519.5.2.1.1706.8040.974173434328074542805620528948 | 1.3.6.1.4.1.14519.5.2.1.1706.8040.282800816644468889617057783605 | TCIA | 10.7937/K9/TCIA.2017.umz8dv6s
HNSCC-01-0028 | ORIGINAL | CT | 223 | 1998-10-11 | PET/CT HEAD&NECK CA IN | CT Atten Cor Head IN | 2 | GE MEDICAL SYSTEMS | Discovery HR | LightSpeedverrel | CT Image Storage | 120 | HELICAL MODE | 500 | 500 | 949.075 | 0 | CW | 566 | [9 empty] | 1.3.6.1.4.1.14519.5.2.1.1706.8040.974173434328074542805620528948 | 1.3.6.1.4.1.14519.5.2.1.1706.8040.478985541018090373802998194903 | TCIA | 10.7937/K9/TCIA.2017.umz8dv6s
HNSCC-01-0028 | ORIGINAL | PT | 223 | 1998-10-11 | PET/CT HEAD&NECK CA IN | PET AC | 1 | GE MEDICAL SYSTEMS | Discovery HR | 36.14 | Positron Emission Tomography Image Storage | [9 empty] | FDG -- fluorodeoxyglucose | 732859008 | 6588 | 0.97 | CYLINDRICAL RING | 700\157 | RING | 700 | 1.3.6.1.4.1.14519.5.2.1.1706.8040.974173434328074542805620528948 | 1.3.6.1.4.1.14519.5.2.1.1706.8040.547939791830746845306538157026 | TCIA | 10.7937/K9/TCIA.2017.umz8dv6s
HNSCC-01-0028 | ORIGINAL | PT | 91 | 1998-10-11 | PET/CT HEAD&NECK CA IN | PET NO AC | 2 | GE MEDICAL SYSTEMS | Discovery HR | 36.14 | Positron Emission Tomography Image Storage | [9 empty] | FDG -- fluorodeoxyglucose | 732859008 | 6588 | 0.97 | CYLINDRICAL RING | 700\157 | RING | 700 | 1.3.6.1.4.1.14519.5.2.1.1706.8040.187165880705928181186336797923 | 1.3.6.1.4.1.14519.5.2.1.1706.8040.852791761506186753409021863750 | TCIA | 10.7937/K9/TCIA.2017.umz8dv6s
HNSCC-01-0028 | NULL | RTDOSE | 1 | 1999-01-05 | RT SIMULATION | NULL | 1 | ADAC | Pinnacle3 | 9.8 | RT Dose Storage | [17 empty] | 1.3.6.1.4.1.14519.5.2.1.1706.8040.458166182393488029946627678018 | 1.3.6.1.4.1.14519.5.2.1.1706.8040.157375809946616503595200557410 | TCIA | 10.7937/K9/TCIA.2017.umz8dv6s
HNSCC-01-0028 | NULL | RTPLAN | 1 | 1999-01-05 | RT SIMULATION | NULL | 1 | ADAC | Pinnacle3 | 9.8 | RT Plan Storage | [17 empty] | 1.3.6.1.4.1.14519.5.2.1.1706.8040.458166182393488029946627678018 | 1.3.6.1.4.1.14519.5.2.1.1706.8040.249356954023575258014039757443 | TCIA | 10.7937/K9/TCIA.2017.umz8dv6s
HNSCC-01-0028 | NULL | RTSTRUCT | 1 | 1999-01-05 | RT SIMULATION | NULL | 1 | ADAC | Pinnacle3 | 9.8 | RT Structure Set Storage | [17 empty] | 1.3.6.1.4.1.14519.5.2.1.1706.8040.458166182393488029946627678018 | 1.3.6.1.4.1.14519.5.2.1.1706.8040.276968462326188349846595799613 | TCIA | 10.7937/K9/TCIA.2017.umz8dv6s
HNSCC-01-0028 | ORIGINAL | CT | 150 | 1999-01-05 | RT SIMULATION | NULL | NULL | Philips Medical Systems | PQ5000 | 4.9.1/5.0.2 | CT Image Storage | 130 |  | 480 | 480 |  | 0 | CC | [10 empty] | 1.3.6.1.4.1.14519.5.2.1.1706.8040.458166182393488029946627678018 | 1.3.6.1.4.1.14519.5.2.1.1706.8040.100180685202300659408669771467 | TCIA | 10.7937/K9/TCIA.2017.umz8dv6s
HNSCC-01-0028 | ORIGINAL | CT | 2 | 1999-09-06 | CT, SOFT TISSUE NECK W | SCOUT N-20 | 1 | GE MEDICAL SYSTEMS | LightSpeed Plus | LightSpeedApps2.4.2_H2.4M5 | CT Image Storage | 120 | SCOUT MODE | 500 |  | 949.075 | 0 | CW | 327 | [9 empty] | 1.3.6.1.4.1.14519.5.2.1.1706.8040.251728311674567074917482608662 | 1.3.6.1.4.1.14519.5.2.1.1706.8040.154636433933538802342642995240 | TCIA | 10.7937/K9/TCIA.2017.umz8dv6s
HNSCC-01-0028 | ORIGINAL | CT | 292 | 1999-09-06 | CT, SOFT TISSUE NECK W | Recon 2: CONTRAST120CC@3CC/S,90 | 3 | GE MEDICAL SYSTEMS | LightSpeed Plus | LightSpeedApps2.4.2_H2.4M5 | CT Image Storage | 140 | HELICAL MODE | 500 | 250 | 949.075 | 0 | CW | 1782 | [9 empty] | 1.3.6.1.4.1.14519.5.2.1.1706.8040.251728311674567074917482608662 | 1.3.6.1.4.1.14519.5.2.1.1706.8040.219300616975239118182364180105 | TCIA | 10.7937/K9/TCIA.2017.umz8dv6s
HNSCC-01-0028 | ORIGINAL | CT | 292 | 1999-09-06 | CT, SOFT TISSUE NECK W | CONTRAST120CC@3CC/S,90S DELAY | 2 | GE MEDICAL SYSTEMS | LightSpeed Plus | LightSpeedApps2.4.2_H2.4M5 | CT Image Storage | 140 | HELICAL MODE | 500 | 250 | 949.075 | 0 | CW | 1782 | [9 empty] | 1.3.6.1.4.1.14519.5.2.1.1706.8040.251728311674567074917482608662 | 1.3.6.1.4.1.14519.5.2.1.1706.8040.301848186173068919906071185413 | TCIA | 10.7937/K9/TCIA.2017.umz8dv6s
HNSCC-01-0028 | ORIGINAL | CT | 212 | 1999-12-08 | CT CAP | C-A-P | 4 | GE MEDICAL SYSTEMS | LightSpeed16 | 06MW03.5 | CT Image Storage | 120 | HELICAL MODE | 500 | 400 | 949.075 | 0 | CW | 1325 | 18.75 | [8 empty] | 1.3.6.1.4.1.14519.5.2.1.1706.8040.277344920282487297706700668659 | 1.3.6.1.4.1.14519.5.2.1.1706.8040.843632816392958909690775901469 | TCIA | 10.7937/K9/TCIA.2017.umz8dv6s
HNSCC-01-0029 | DERIVED | PT | 1 | 1998-09-02 | OSF PET TUMOR IMAGING, MISCELLAN | CORONALS 3 | NULL | GE MEDICAL SYSTEMS, NUCLEAR | Xeleris 1.0728 | Xeleris 1.0728 | Secondary Capture Image Storage | [17 empty] | 1.3.6.1.4.1.14519.5.2.1.1706.8040.268843757772310872270197620140 | 1.3.6.1.4.1.14519.5.2.1.1706.8040.118354393112144478207617215490 | TCIA | 10.7937/K9/TCIA.2017.umz8dv6s
HNSCC-01-0029 | DERIVED | PT | 1 | 1998-09-02 | OSF PET TUMOR IMAGING, MISCELLAN | SAGITTAL RT NECK | NULL | GE MEDICAL SYSTEMS, NUCLEAR | Xeleris 1.0728 | Xeleris 1.0728 | Secondary Capture Image Storage | [17 empty] | 1.3.6.1.4.1.14519.5.2.1.1706.8040.268843757772310872270197620140 | 1.3.6.1.4.1.14519.5.2.1.1706.8040.249666706657463834592843610164 | TCIA | 10.7937/K9/TCIA.2017.umz8dv6s
HNSCC-01-0029 | DERIVED | PT | 1 | 1998-09-02 | OSF PET TUMOR IMAGING, MISCELLAN | RT NECK REGION | NULL | GE MEDICAL SYSTEMS, NUCLEAR | Xeleris 1.0728 | Xeleris 1.0728 | Secondary Capture Image Storage | [17 empty] | 1.3.6.1.4.1.14519.5.2.1.1706.8040.268843757772310872270197620140 | 1.3.6.1.4.1.14519.5.2.1.1706.8040.253105631320968253203713679526 | TCIA | 10.7937/K9/TCIA.2017.umz8dv6s
HNSCC-01-0029 | ORIGINAL | PT | 311 | 1998-09-02 | OSF PET TUMOR IMAGING, MISCELLAN | PET SLICES NAC 2D | 2 | GE MEDICAL SYSTEMS | Discovery ST | 26.14 | Positron Emission Tomography Image Storage | [9 empty] | FDG -- fluorodeoxyglucose | 707732672 | 6588 | 0.97 | CYLINDRICAL RING | 700\157 | RING | 600 | 1.3.6.1.4.1.14519.5.2.1.1706.8040.268843757772310872270197620140 | 1.3.6.1.4.1.14519.5.2.1.1706.8040.212434828530047836902875768618 | TCIA | 10.7937/K9/TCIA.2017.umz8dv6s
HNSCC-01-0029 | ORIGINAL | CT | 311 | 1998-09-02 | OSF PET TUMOR IMAGING, MISCELLAN | CTAC | 2 | GE MEDICAL SYSTEMS | Discovery ST | LightSpeedAppsdstm5_goc1_11D_R2.9N.IRIX646.5 | CT Image Storage | 140 | HELICAL MODE | 500 | 500 | 949.075 | 0 | CW | 1018 | [9 empty] | 1.3.6.1.4.1.14519.5.2.1.1706.8040.268843757772310872270197620140 | 1.3.6.1.4.1.14519.5.2.1.1706.8040.277737054222768706788078592983 | TCIA | 10.7937/K9/TCIA.2017.umz8dv6s
HNSCC-01-0029 | ORIGINAL | PT | 311 | 1998-09-02 | OSF PET TUMOR IMAGING, MISCELLAN | PET SLICES AC 2D | 1 | GE MEDICAL SYSTEMS | Discovery ST | 26.14 | Positron Emission Tomography Image Storage | [9 empty] | FDG -- fluorodeoxyglucose | 707732672 | 6588 | 0.97 | CYLINDRICAL RING | 700\157 | RING | 600 | 1.3.6.1.4.1.14519.5.2.1.1706.8040.268843757772310872270197620140 | 1.3.6.1.4.1.14519.5.2.1.1706.8040.300460412023116445218262363463 | TCIA | 10.7937/K9/TCIA.2017.umz8dv6s
HNSCC-01-0029 | ORIGINAL | CT | 1 | 1998-09-02 | OSF PET TUMOR IMAGING, MISCELLAN | CT SCOUT | 1 | GE MEDICAL SYSTEMS | Discovery ST | LightSpeedAppsdstm5_goc1_11D_R2.9N.IRIX646.5 | CT Image Storage | 120 | SCOUT MODE | 500 |  | 949.075 | 0 | CW | 634 | [9 empty] | 1.3.6.1.4.1.14519.5.2.1.1706.8040.268843757772310872270197620140 | 1.3.6.1.4.1.14519.5.2.1.1706.8040.315372068806262664875058058698 | TCIA | 10.7937/K9/TCIA.2017.umz8dv6s
HNSCC-01-0029 | ORIGINAL | PT | 60 | 1998-09-02 | OSF PET TUMOR IMAGING, MISCELLAN | MIP | 123 | GE MEDICAL SYSTEMS | NULL | 26.14 | Positron Emission Tomography Image Storage | [9 empty] | FDG -- fluorodeoxyglucose | 714099975.5859 | 6588 | 0.97 | CYLINDRICAL RING | 700\157 | RING | 600 | 1.3.6.1.4.1.14519.5.2.1.1706.8040.268843757772310872270197620140 | 1.3.6.1.4.1.14519.5.2.1.1706.8040.847187134295735318523693906161 | TCIA | 10.7937/K9/TCIA.2017.umz8dv6s
HNSCC-01-0029 | NULL | RTDOSE | 1 | 1998-10-19 | RT SIMULATION | NULL | 1 | ADAC | Pinnacle3 | 9.8 | RT Dose Storage | [17 empty] | 1.3.6.1.4.1.14519.5.2.1.1706.8040.206332583644787836140084412641 | 1.3.6.1.4.1.14519.5.2.1.1706.8040.230690084394001702680991269117 | TCIA | 10.7937/K9/TCIA.2017.umz8dv6s
HNSCC-01-0029 | NULL | RTSTRUCT | 1 | 1998-10-19 | RT SIMULATION | NULL | 1 | ADAC | Pinnacle3 | 9.8 | RT Structure Set Storage | [17 empty] | 1.3.6.1.4.1.14519.5.2.1.1706.8040.206332583644787836140084412641 | 1.3.6.1.4.1.14519.5.2.1.1706.8040.276854963873223083758603260120 | TCIA | 10.7937/K9/TCIA.2017.umz8dv6s
HNSCC-01-0029 | NULL | RTPLAN | 1 | 1998-10-19 | RT SIMULATION | NULL | 1 | ADAC | Pinnacle3 | 9.8 | RT Plan Storage | [17 empty] | 1.3.6.1.4.1.14519.5.2.1.1706.8040.206332583644787836140084412641 | 1.3.6.1.4.1.14519.5.2.1.1706.8040.830837846219902506476747026632 | TCIA | 10.7937/K9/TCIA.2017.umz8dv6s
HNSCC-01-0029 | ORIGINAL | CT | 108 | 1998-10-19 | RT SIMULATION | NULL | 3 | Philips | Mx8000 IDT | 1.1.0 | CT Image Storage | 120 | HELIX | 500 | 500 |  | 0 | CW | [10 empty] | 1.3.6.1.4.1.14519.5.2.1.1706.8040.206332583644787836140084412641 | 1.3.6.1.4.1.14519.5.2.1.1706.8040.241138611285208691337409329946 | TCIA | 10.7937/K9/TCIA.2017.umz8dv6s
HNSCC-01-0029 | ORIGINAL | CT | 223 | 2000-09-02 | PET/CT HEAD & NECK CA | CT Atten Cor Head IN | 2 | GE MEDICAL SYSTEMS | Discovery RX | pet_vct_hp.80 | CT Image Storage | 120 | HELICAL MODE | 500 | 500 | 949.075 | 0 | CW | 566 | 27.5 | [8 empty] | 1.3.6.1.4.1.14519.5.2.1.1706.8040.280285682928081357569238004461 | 1.3.6.1.4.1.14519.5.2.1.1706.8040.169602409349207627794596284588 | TCIA | 10.7937/K9/TCIA.2017.umz8dv6s
HNSCC-01-0029 | ORIGINAL | PT | 223 | 2000-09-02 | PET/CT HEAD & NECK CA | PET_NAC | 5 | GE MEDICAL SYSTEMS | Discovery RX | 41.04 | Positron Emission Tomography Image Storage | [9 empty] | FDG -- fluorodeoxyglucose | 622501888 | 6588 | 0.97 | CYLINDRICAL RING | 700\153 | RING | 700 | 1.3.6.1.4.1.14519.5.2.1.1706.8040.280285682928081357569238004461 | 1.3.6.1.4.1.14519.5.2.1.1706.8040.171943614489412394572728548720 | TCIA | 10.7937/K9/TCIA.2017.umz8dv6s
HNSCC-01-0029 | ORIGINAL | PT | 223 | 2000-09-02 | PET/CT HEAD & NECK CA | PET_AC | 4 | GE MEDICAL SYSTEMS | Discovery RX | 41.04 | Positron Emission Tomography Image Storage | [9 empty] | FDG -- fluorodeoxyglucose | 622501888 | 6588 | 0.97 | CYLINDRICAL RING | 700\153 | RING | 700 | 1.3.6.1.4.1.14519.5.2.1.1706.8040.280285682928081357569238004461 | 1.3.6.1.4.1.14519.5.2.1.1706.8040.176645913007230769850253926045 | TCIA | 10.7937/K9/TCIA.2017.umz8dv6s
HNSCC-01-0029 | ORIGINAL | PT | 91 | 2000-09-02 | PET/CT HEAD & NECK CA | PET_AC_HEAD | 10 | GE MEDICAL SYSTEMS | Discovery RX | 41.04 | Positron Emission Tomography Image Storage | [9 empty] | FDG -- fluorodeoxyglucose | 622501888 | 6588 | 0.97 | CYLINDRICAL RING | 700\153 | RING | 700 | 1.3.6.1.4.1.14519.5.2.1.1706.8040.280285682928081357569238004461 | 1.3.6.1.4.1.14519.5.2.1.1706.8040.335293366891785184874074847250 | TCIA | 10.7937/K9/TCIA.2017.umz8dv6s
HNSCC-01-0029 | ORIGINAL | PT | 91 | 2000-09-02 | PET/CT HEAD & NECK CA | PET_NAC_HEAD | 11 | GE MEDICAL SYSTEMS | Discovery RX | 41.04 | Positron Emission Tomography Image Storage | [9 empty] | FDG -- fluorodeoxyglucose | 622501888 | 6588 | 0.97 | CYLINDRICAL RING | 700\153 | RING | 700 | 1.3.6.1.4.1.14519.5.2.1.1706.8040.280285682928081357569238004461 | 1.3.6.1.4.1.14519.5.2.1.1706.8040.724499753109436148943439227629 | TCIA | 10.7937/K9/TCIA.2017.umz8dv6s
HNSCC-01-0030 | NULL | RTPLAN | 1 | 1998-10-27 | RT SIMULATION | NULL | 1 | ADAC | Pinnacle3 | 9.8 | RT Plan Storage | [17 empty] | 1.3.6.1.4.1.14519.5.2.1.1706.8040.216529742144750200511130569702 | 1.3.6.1.4.1.14519.5.2.1.1706.8040.122444348678307188157557103645 | TCIA | 10.7937/K9/TCIA.2017.umz8dv6s
HNSCC-01-0030 | NULL | RTDOSE | 1 | 1998-10-27 | RT SIMULATION | NULL | 1 | ADAC | Pinnacle3 | 9.8 | RT Dose Storage | [17 empty] | 1.3.6.1.4.1.14519.5.2.1.1706.8040.216529742144750200511130569702 | 1.3.6.1.4.1.14519.5.2.1.1706.8040.150923245956482898485467410426 | TCIA | 10.7937/K9/TCIA.2017.umz8dv6s
HNSCC-01-0030 | NULL | RTSTRUCT | 1 | 1998-10-27 | RT SIMULATION | NULL | 1 | ADAC | Pinnacle3 | 9.8 | RT Structure Set Storage | [17 empty] | 1.3.6.1.4.1.14519.5.2.1.1706.8040.216529742144750200511130569702 | 1.3.6.1.4.1.14519.5.2.1.1706.8040.253790089110332848651742157747 | TCIA | 10.7937/K9/TCIA.2017.umz8dv6s
HNSCC-01-0030 | ORIGINAL | CT | 113 | 1998-10-27 | RT SIMULATION | NULL | 4 | Philips | Mx8000 IDT | 1.1.0 | CT Image Storage | 120 | HELIX | 500 | 500 |  | 0 | CW | [10 empty] | 1.3.6.1.4.1.14519.5.2.1.1706.8040.216529742144750200511130569702 | 1.3.6.1.4.1.14519.5.2.1.1706.8040.120377098919372409180115962753 | TCIA | 10.7937/K9/TCIA.2017.umz8dv6s
HNSCC-01-0030 | ORIGINAL | PT | 91 | 1998-11-10 | PET/CT HEAD & NECK CA | No AC Recon | 2 | GE MEDICAL SYSTEMS | Discovery ST | 26.14 | Positron Emission Tomography Image Storage | [9 empty] | FDG -- fluorodeoxyglucose | 715720768 | 6588 | 0.97 | CYLINDRICAL RING | 700\157 | RING | 700 | 1.3.6.1.4.1.14519.5.2.1.1706.8040.666298665300555799543044454956 | 1.3.6.1.4.1.14519.5.2.1.1706.8040.100347013818463174057535778489 | TCIA | 10.7937/K9/TCIA.2017.umz8dv6s
HNSCC-01-0030 | ORIGINAL | PT | 60 | 1998-11-10 | PET/CT HEAD & NECK CA | MIP | 123 | GE MEDICAL SYSTEMS | NULL | 26.14 | Positron Emission Tomography Image Storage | [9 empty] | FDG -- fluorodeoxyglucose | 740000000 | 6588 | 0.97 | CYLINDRICAL RING | 700\157 | RING | 700 | 1.3.6.1.4.1.14519.5.2.1.1706.8040.666298665300555799543044454956 | 1.3.6.1.4.1.14519.5.2.1.1706.8040.101993217580636230471061753101 | TCIA | 10.7937/K9/TCIA.2017.umz8dv6s
HNSCC-01-0030 | ORIGINAL | PT | 128 | 1998-11-10 | PET/CT HEAD & NECK CA | CORONAL TOMO | 847205160 | GE MEDICAL SYSTEMS | NULL | 26.14 | Positron Emission Tomography Image Storage | [9 empty] | FDG -- fluorodeoxyglucose | 740000000 | 6588 | 0.97 | CYLINDRICAL RING | 700\157 | RING | 700 | 1.3.6.1.4.1.14519.5.2.1.1706.8040.253979357725698912407946194167 | 1.3.6.1.4.1.14519.5.2.1.1706.8040.128155696538474201660838485494 | TCIA | 10.7937/K9/TCIA.2017.umz8dv6s
HNSCC-01-0030 | ORIGINAL | PT | 128 | 1998-11-10 | PET/CT HEAD & NECK CA | CORONAL TOMO | 812864064 | GE MEDICAL SYSTEMS | NULL | 26.14 | Positron Emission Tomography Image Storage | [9 empty] | FDG -- fluorodeoxyglucose | 740000000 | 6588 | 0.97 | CYLINDRICAL RING | 700\157 | RING | 700 | 1.3.6.1.4.1.14519.5.2.1.1706.8040.666298665300555799543044454956 | 1.3.6.1.4.1.14519.5.2.1.1706.8040.137807696935325063567836787894 | TCIA | 10.7937/K9/TCIA.2017.umz8dv6s
HNSCC-01-0030 | ORIGINAL | PT | 91 | 1998-11-10 | PET/CT HEAD & NECK CA | PET AC | 1 | GE MEDICAL SYSTEMS | Discovery ST | 26.14 | Positron Emission Tomography Image Storage | [9 empty] | FDG -- fluorodeoxyglucose | 715720768 | 6588 | 0.97 | CYLINDRICAL RING | 700\157 | RING | 700 | 1.3.6.1.4.1.14519.5.2.1.1706.8040.666298665300555799543044454956 | 1.3.6.1.4.1.14519.5.2.1.1706.8040.253598374305980564712976624882 | TCIA | 10.7937/K9/TCIA.2017.umz8dv6s
HNSCC-01-0030 | ORIGINAL | PT | 60 | 1998-11-10 | PET/CT HEAD & NECK CA | MIP | 123 | GE MEDICAL SYSTEMS | NULL | 26.14 | Positron Emission Tomography Image Storage | [9 empty] | FDG -- fluorodeoxyglucose | 740000000 | 6588 | 0.97 | CYLINDRICAL RING | 700\157 | RING | 700 | 1.3.6.1.4.1.14519.5.2.1.1706.8040.253979357725698912407946194167 | 1.3.6.1.4.1.14519.5.2.1.1706.8040.264547035942834158239343875557 | TCIA | 10.7937/K9/TCIA.2017.umz8dv6s
HNSCC-01-0030 | ORIGINAL | PT | 223 | 1998-11-10 | PET/CT HEAD & NECK CA | PET AC | 1 | GE MEDICAL SYSTEMS | Discovery ST | 26.14 | Positron Emission Tomography Image Storage | [9 empty] | FDG -- fluorodeoxyglucose | 715720768 | 6588 | 0.97 | CYLINDRICAL RING | 700\157 | RING | 700 | 1.3.6.1.4.1.14519.5.2.1.1706.8040.253979357725698912407946194167 | 1.3.6.1.4.1.14519.5.2.1.1706.8040.286845311381825591557286578623 | TCIA | 10.7937/K9/TCIA.2017.umz8dv6s
HNSCC-01-0030 | ORIGINAL | CT | 223 | 1998-11-10 | PET/CT HEAD & NECK CA | CT Atten Cor Head In | 2 | GE MEDICAL SYSTEMS | Discovery ST | LightSpeedAppsdstm5_goc1_11D_R2.9N.IRIX646.5 | CT Image Storage | 120 | HELICAL MODE | 500 | 500 | 949.075 | 0 | CW | 675 | [9 empty] | 1.3.6.1.4.1.14519.5.2.1.1706.8040.253979357725698912407946194167 | 1.3.6.1.4.1.14519.5.2.1.1706.8040.317223656659296136944706251559 | TCIA | 10.7937/K9/TCIA.2017.umz8dv6s
HNSCC-01-0030 | ORIGINAL | PT | 223 | 1998-11-10 | PET/CT HEAD & NECK CA | No AC Recon | 2 | GE MEDICAL SYSTEMS | Discovery ST | 26.14 | Positron Emission Tomography Image Storage | [9 empty] | FDG -- fluorodeoxyglucose | 715720768 | 6588 | 0.97 | CYLINDRICAL RING | 700\157 | RING | 700 | 1.3.6.1.4.1.14519.5.2.1.1706.8040.253979357725698912407946194167 | 1.3.6.1.4.1.14519.5.2.1.1706.8040.337798406002372458571825942952 | TCIA | 10.7937/K9/TCIA.2017.umz8dv6s
HNSCC-01-0030 | ORIGINAL | CT | 223 | 1999-02-26 | PET/CT HEAD & NECK CA | CT Atten Cor Head IN | 2 | GE MEDICAL SYSTEMS | Discovery HR | LightSpeedverrel | CT Image Storage | 120 | HELICAL MODE | 500 | 500 | 949.075 | 0 | CW | 566 | [9 empty] | 1.3.6.1.4.1.14519.5.2.1.1706.8040.818617481967779405459350649225 | 1.3.6.1.4.1.14519.5.2.1.1706.8040.113520239171816619464062347734 | TCIA | 10.7937/K9/TCIA.2017.umz8dv6s
HNSCC-01-0030 | ORIGINAL | PT | 91 | 1999-02-26 | PET/CT HEAD & NECK CA | PET AC | 1 | GE MEDICAL SYSTEMS | Discovery HR | 36.14 | Positron Emission Tomography Image Storage | [9 empty] | FDG -- fluorodeoxyglucose | 650855168 | 6588 | 0.97 | CYLINDRICAL RING | 700\157 | RING | 700 | 1.3.6.1.4.1.14519.5.2.1.1706.8040.128486018997587835972152548992 | 1.3.6.1.4.1.14519.5.2.1.1706.8040.160506297610321768826566218558 | TCIA | 10.7937/K9/TCIA.2017.umz8dv6s
HNSCC-01-0030 | ORIGINAL | PT | 128 | 1999-02-26 | PET/CT HEAD & NECK CA | PET AC | 833966456 | GE MEDICAL SYSTEMS | NULL | 36.14 | Positron Emission Tomography Image Storage | [9 empty] | FDG -- fluorodeoxyglucose | 669700012.207 | 6588 | 0.97 | CYLINDRICAL RING | 700\157 | RING | 700 | 1.3.6.1.4.1.14519.5.2.1.1706.8040.128486018997587835972152548992 | 1.3.6.1.4.1.14519.5.2.1.1706.8040.193325742867135982000019043661 | TCIA | 10.7937/K9/TCIA.2017.umz8dv6s
HNSCC-01-0030 | ORIGINAL | PT | 91 | 1999-02-26 | PET/CT HEAD & NECK CA | PET NO AC | 2 | GE MEDICAL SYSTEMS | Discovery HR | 36.14 | Positron Emission Tomography Image Storage | [9 empty] | FDG -- fluorodeoxyglucose | 650855168 | 6588 | 0.97 | CYLINDRICAL RING | 700\157 | RING | 700 | 1.3.6.1.4.1.14519.5.2.1.1706.8040.128486018997587835972152548992 | 1.3.6.1.4.1.14519.5.2.1.1706.8040.330671394059974600116046780245 | TCIA | 10.7937/K9/TCIA.2017.umz8dv6s
HNSCC-01-0030 | ORIGINAL | PT | 60 | 1999-02-26 | PET/CT HEAD & NECK CA | MIP | 123 | GE MEDICAL SYSTEMS | NULL | 36.14 | Positron Emission Tomography Image Storage | [9 empty] | FDG -- fluorodeoxyglucose | 669700012.207 | 6588 | 0.97 | CYLINDRICAL RING | 700\157 | RING | 700 | 1.3.6.1.4.1.14519.5.2.1.1706.8040.128486018997587835972152548992 | 1.3.6.1.4.1.14519.5.2.1.1706.8040.334273874351290590788441973761 | TCIA | 10.7937/K9/TCIA.2017.umz8dv6s
HNSCC-01-0031 | NULL | RTSTRUCT | 1 | 1998-11-03 | RT SIMULATION | NULL | 1 | ADAC | Pinnacle3 | 9.8 | RT Structure Set Storage | [17 empty] | 1.3.6.1.4.1.14519.5.2.1.1706.8040.288721209112623321870486266813 | 1.3.6.1.4.1.14519.5.2.1.1706.8040.145149618474172458818870496841 | TCIA | 10.7937/K9/TCIA.2017.umz8dv6s
HNSCC-01-0031 | NULL | RTPLAN | 1 | 1998-11-03 | RT SIMULATION | NULL | 1 | ADAC | Pinnacle3 | 9.8 | RT Plan Storage | [17 empty] | 1.3.6.1.4.1.14519.5.2.1.1706.8040.288721209112623321870486266813 | 1.3.6.1.4.1.14519.5.2.1.1706.8040.186160390818166725737625870019 | TCIA | 10.7937/K9/TCIA.2017.umz8dv6s
HNSCC-01-0031 | NULL | RTDOSE | 1 | 1998-11-03 | RT SIMULATION | NULL | 1 | ADAC | Pinnacle3 | 9.8 | RT Dose Storage | [17 empty] | 1.3.6.1.4.1.14519.5.2.1.1706.8040.288721209112623321870486266813 | 1.3.6.1.4.1.14519.5.2.1.1706.8040.284129442230552309298186057890 | TCIA | 10.7937/K9/TCIA.2017.umz8dv6s
HNSCC-01-0031 | ORIGINAL | CT | 153 | 1998-11-03 | RT SIMULATION | NULL | NULL | Philips Medical Systems | PQ5000 | 4.9.1/5.0.2 | CT Image Storage | 130 |  | 480 | 480 |  | 0 | CC | [10 empty] | 1.3.6.1.4.1.14519.5.2.1.1706.8040.288721209112623321870486266813 | 1.3.6.1.4.1.14519.5.2.1.1706.8040.226653887453776992235828500341 | TCIA | 10.7937/K9/TCIA.2017.umz8dv6s
HNSCC-01-0031 | ORIGINAL | PT | 91 | 1998-11-08 | PET/CT HEAD&NECK CA IN | No AC Recon | 2 | GE MEDICAL SYSTEMS | Discovery ST | 26.14 | Positron Emission Tomography Image Storage | [9 empty] | FDG -- fluorodeoxyglucose | 543000704 | 6588 | 0.97 | CYLINDRICAL RING | 700\157 | RING | 700 | 1.3.6.1.4.1.14519.5.2.1.1706.8040.158308412548198536785290234761 | 1.3.6.1.4.1.14519.5.2.1.1706.8040.157631817616733785185043974229 | TCIA | 10.7937/K9/TCIA.2017.umz8dv6s
HNSCC-01-0031 | ORIGINAL | PT | 128 | 1998-11-08 | PET/CT HEAD&NECK CA IN | CORONAL TOMO | 527085171 | GE MEDICAL SYSTEMS | NULL | 26.14 | Positron Emission Tomography Image Storage | [9 empty] | FDG -- fluorodeoxyglucose | 595700012.207 | 6588 | 0.97 | CYLINDRICAL RING | 700\157 | RING | 700 | 1.3.6.1.4.1.14519.5.2.1.1706.8040.158308412548198536785290234761 | 1.3.6.1.4.1.14519.5.2.1.1706.8040.256002402171997735701149021532 | TCIA | 10.7937/K9/TCIA.2017.umz8dv6s
HNSCC-01-0031 | ORIGINAL | PT | 128 | 1998-11-08 | PET/CT HEAD&NECK CA IN | CORONAL TOMO | 68230184 | GE MEDICAL SYSTEMS | NULL | 26.14 | Positron Emission Tomography Image Storage | [9 empty] | FDG -- fluorodeoxyglucose | 595700012.207 | 6588 | 0.97 | CYLINDRICAL RING | 700\157 | RING | 700 | 1.3.6.1.4.1.14519.5.2.1.1706.8040.338151748498516330841595704961 | 1.3.6.1.4.1.14519.5.2.1.1706.8040.273997857638367106621551661295 | TCIA | 10.7937/K9/TCIA.2017.umz8dv6s
HNSCC-01-0031 | ORIGINAL | PT | 60 | 1998-11-08 | PET/CT HEAD&NECK CA IN | MIP | 123 | GE MEDICAL SYSTEMS | NULL | 26.14 | Positron Emission Tomography Image Storage | [9 empty] | FDG -- fluorodeoxyglucose | 595700012.207 | 6588 | 0.97 | CYLINDRICAL RING | 700\157 | RING | 700 | 1.3.6.1.4.1.14519.5.2.1.1706.8040.158308412548198536785290234761 | 1.3.6.1.4.1.14519.5.2.1.1706.8040.282981779821401854834580529361 | TCIA | 10.7937/K9/TCIA.2017.umz8dv6s
HNSCC-01-0031 | ORIGINAL | PT | 223 | 1998-11-08 | PET/CT HEAD&NECK CA IN | No AC Recon | 2 | GE MEDICAL SYSTEMS | Discovery ST | 26.14 | Positron Emission Tomography Image Storage | [9 empty] | FDG -- fluorodeoxyglucose | 543000704 | 6588 | 0.97 | CYLINDRICAL RING | 700\157 | RING | 700 | 1.3.6.1.4.1.14519.5.2.1.1706.8040.338151748498516330841595704961 | 1.3.6.1.4.1.14519.5.2.1.1706.8040.307772604080053712909021507405 | TCIA | 10.7937/K9/TCIA.2017.umz8dv6s
HNSCC-01-0031 | ORIGINAL | PT | 223 | 1998-11-08 | PET/CT HEAD&NECK CA IN | PET AC | 1 | GE MEDICAL SYSTEMS | Discovery ST | 26.14 | Positron Emission Tomography Image Storage | [9 empty] | FDG -- fluorodeoxyglucose | 543000704 | 6588 | 0.97 | CYLINDRICAL RING | 700\157 | RING | 700 | 1.3.6.1.4.1.14519.5.2.1.1706.8040.338151748498516330841595704961 | 1.3.6.1.4.1.14519.5.2.1.1706.8040.332245718935686433566564136492 | TCIA | 10.7937/K9/TCIA.2017.umz8dv6s
HNSCC-01-0031 | ORIGINAL | PT | 91 | 1998-11-08 | PET/CT HEAD&NECK CA IN | PET AC | 1 | GE MEDICAL SYSTEMS | Discovery ST | 26.14 | Positron Emission Tomography Image Storage | [9 empty] | FDG -- fluorodeoxyglucose | 543000704 | 6588 | 0.97 | CYLINDRICAL RING | 700\157 | RING | 700 | 1.3.6.1.4.1.14519.5.2.1.1706.8040.158308412548198536785290234761 | 1.3.6.1.4.1.14519.5.2.1.1706.8040.333946040604988499558456521375 | TCIA | 10.7937/K9/TCIA.2017.umz8dv6s
HNSCC-01-0031 | ORIGINAL | CT | 223 | 1998-11-08 | PET/CT HEAD&NECK CA IN | CT Atten Cor Head In | 2 | GE MEDICAL SYSTEMS | Discovery ST | LightSpeedAppsdstm5_goc1_11D_R2.9N.IRIX646.5 | CT Image Storage | 120 | HELICAL MODE | 500 | 500 | 949.075 | 0 | CW | 675 | [9 empty] | 1.3.6.1.4.1.14519.5.2.1.1706.8040.338151748498516330841595704961 | 1.3.6.1.4.1.14519.5.2.1.1706.8040.831546857313739861110901188139 | TCIA | 10.7937/K9/TCIA.2017.umz8dv6s
HNSCC-01-0031 | ORIGINAL | PT | 60 | 1998-11-08 | PET/CT HEAD&NECK CA IN | MIP | 123 | GE MEDICAL SYSTEMS | NULL | 26.14 | Positron Emission Tomography Image Storage | [9 empty] | FDG -- fluorodeoxyglucose | 595700012.207 | 6588 | 0.97 | CYLINDRICAL RING | 700\157 | RING | 700 | 1.3.6.1.4.1.14519.5.2.1.1706.8040.338151748498516330841595704961 | 1.3.6.1.4.1.14519.5.2.1.1706.8040.835178609443226575639541832975 | TCIA | 10.7937/K9/TCIA.2017.umz8dv6s
HNSCC-01-0031 | ORIGINAL | CT | 223 | 1999-12-14 | PET/CT HEAD & NECK CA | CT Atten Cor Head IN | 2 | GE MEDICAL SYSTEMS | Discovery STE | pet_vct_hp.80 | CT Image Storage | 120 | HELICAL MODE | 500 | 500 | 949.075 | 0 | CW | 566 | 27.5 | [8 empty] | 1.3.6.1.4.1.14519.5.2.1.1706.8040.286775382522914965557704924637 | 1.3.6.1.4.1.14519.5.2.1.1706.8040.119349062437823289171440311404 | TCIA | 10.7937/K9/TCIA.2017.umz8dv6s
HNSCC-01-0031 | ORIGINAL | PT | 223 | 1999-12-14 | PET/CT HEAD & NECK CA | PET_AC | 4 | GE MEDICAL SYSTEMS | Discovery STE | 41.04 | Positron Emission Tomography Image Storage | [9 empty] | FDG -- fluorodeoxyglucose | 652299328 | 6588 | 0.97 | CYLINDRICAL RING | 700\153 | RING | 700 | 1.3.6.1.4.1.14519.5.2.1.1706.8040.286775382522914965557704924637 | 1.3.6.1.4.1.14519.5.2.1.1706.8040.174734879820534133024319830682 | TCIA | 10.7937/K9/TCIA.2017.umz8dv6s
HNSCC-01-0031 | ORIGINAL | PT | 223 | 1999-12-14 | PET/CT HEAD & NECK CA | PET_NAC | 5 | GE MEDICAL SYSTEMS | Discovery STE | 41.04 | Positron Emission Tomography Image Storage | [9 empty] | FDG -- fluorodeoxyglucose | 652299328 | 6588 | 0.97 | CYLINDRICAL RING | 700\153 | RING | 700 | 1.3.6.1.4.1.14519.5.2.1.1706.8040.286775382522914965557704924637 | 1.3.6.1.4.1.14519.5.2.1.1706.8040.200154255189532443462337465118 | TCIA | 10.7937/K9/TCIA.2017.umz8dv6s
HNSCC-01-0031 | ORIGINAL | PT | 91 | 1999-12-14 | PET/CT HEAD & NECK CA | PET_NAC_HEAD | 11 | GE MEDICAL SYSTEMS | Discovery STE | 41.04 | Positron Emission Tomography Image Storage | [9 empty] | FDG -- fluorodeoxyglucose | 652299328 | 6588 | 0.97 | CYLINDRICAL RING | 700\153 | RING | 700 | 1.3.6.1.4.1.14519.5.2.1.1706.8040.286775382522914965557704924637 | 1.3.6.1.4.1.14519.5.2.1.1706.8040.283528724063209798936631324644 | TCIA | 10.7937/K9/TCIA.2017.umz8dv6s
HNSCC-01-0031 | ORIGINAL | PT | 91 | 1999-12-14 | PET/CT HEAD & NECK CA | PET_AC_HEAD | 10 | GE MEDICAL SYSTEMS | Discovery STE | 41.04 | Positron Emission Tomography Image Storage | [9 empty] | FDG -- fluorodeoxyglucose | 652299328 | 6588 | 0.97 | CYLINDRICAL RING | 700\153 | RING | 700 | 1.3.6.1.4.1.14519.5.2.1.1706.8040.286775382522914965557704924637 | 1.3.6.1.4.1.14519.5.2.1.1706.8040.327006118200373305581009123209 | TCIA | 10.7937/K9/TCIA.2017.umz8dv6s
HNSCC-01-0032 | ORIGINAL | PT | 223 | 1998-11-09 | PET/CT HEAD&NECK CA IN | No AC Recon | 2 | GE MEDICAL SYSTEMS | Discovery ST | 26.14 | Positron Emission Tomography Image Storage | [9 empty] | FDG -- fluorodeoxyglucose | 635053312 | 6588 | 0.97 | CYLINDRICAL RING | 700\157 | RING | 700 | 1.3.6.1.4.1.14519.5.2.1.1706.8040.202305417994191820344017366299 | 1.3.6.1.4.1.14519.5.2.1.1706.8040.182338306626292756654464001121 | TCIA | 10.7937/K9/TCIA.2017.umz8dv6s
HNSCC-01-0032 | ORIGINAL | PT | 60 | 1998-11-09 | PET/CT HEAD&NECK CA IN | MIP | 123 | GE MEDICAL SYSTEMS | NULL | 26.14 | Positron Emission Tomography Image Storage | [9 empty] | FDG -- fluorodeoxyglucose | 647536987.3047 | 6588 | 0.97 | CYLINDRICAL RING | 700\157 | RING | 700 | 1.3.6.1.4.1.14519.5.2.1.1706.8040.202305417994191820344017366299 | 1.3.6.1.4.1.14519.5.2.1.1706.8040.184072126886405274593538626508 | TCIA | 10.7937/K9/TCIA.2017.umz8dv6s
HNSCC-01-0032 | ORIGINAL | PT | 128 | 1998-11-09 | PET/CT HEAD&NECK CA IN | CORONAL TOMO | 386240406 | GE MEDICAL SYSTEMS | NULL | 26.14 | Positron Emission Tomography Image Storage | [9 empty] | FDG -- fluorodeoxyglucose | 647536987.3047 | 6588 | 0.97 | CYLINDRICAL RING | 700\157 | RING | 700 | 1.3.6.1.4.1.14519.5.2.1.1706.8040.202305417994191820344017366299 | 1.3.6.1.4.1.14519.5.2.1.1706.8040.185979033250764478844142318806 | TCIA | 10.7937/K9/TCIA.2017.umz8dv6s
HNSCC-01-0032 | ORIGINAL | CT | 223 | 1998-11-09 | PET/CT HEAD&NECK CA IN | CT Atten Cor Head In | 2 | GE MEDICAL SYSTEMS | Discovery ST | LightSpeedAppsdstm5_goc1_11D_R2.9N.IRIX646.5 | CT Image Storage | 120 | HELICAL MODE | 500 | 500 | 949.075 | 0 | CW | 675 | [9 empty] | 1.3.6.1.4.1.14519.5.2.1.1706.8040.202305417994191820344017366299 | 1.3.6.1.4.1.14519.5.2.1.1706.8040.260181464534790755040888761937 | TCIA | 10.7937/K9/TCIA.2017.umz8dv6s
HNSCC-01-0032 | ORIGINAL | PT | 223 | 1998-11-09 | PET/CT HEAD&NECK CA IN | PET AC | 1 | GE MEDICAL SYSTEMS | Discovery ST | 26.14 | Positron Emission Tomography Image Storage | [9 empty] | FDG -- fluorodeoxyglucose | 635053312 | 6588 | 0.97 | CYLINDRICAL RING | 700\157 | RING | 700 | 1.3.6.1.4.1.14519.5.2.1.1706.8040.202305417994191820344017366299 | 1.3.6.1.4.1.14519.5.2.1.1706.8040.315470833887820932206368834155 | TCIA | 10.7937/K9/TCIA.2017.umz8dv6s
HNSCC-01-0032 | NULL | RTDOSE | 1 | 1998-11-16 | RT SIMULATION | NULL | 1 | ADAC | Pinnacle3 | 9.8 | RT Dose Storage | [17 empty] | 1.3.6.1.4.1.14519.5.2.1.1706.8040.786534515726854539475566388733 | 1.3.6.1.4.1.14519.5.2.1.1706.8040.116725103015343364863059608842 | TCIA | 10.7937/K9/TCIA.2017.umz8dv6s
HNSCC-01-0032 | NULL | RTPLAN | 1 | 1998-11-16 | RT SIMULATION | NULL | 1 | ADAC | Pinnacle3 | 9.8 | RT Plan Storage | [17 empty] | 1.3.6.1.4.1.14519.5.2.1.1706.8040.786534515726854539475566388733 | 1.3.6.1.4.1.14519.5.2.1.1706.8040.230800274247879201365489300778 | TCIA | 10.7937/K9/TCIA.2017.umz8dv6s
HNSCC-01-0032 | NULL | RTSTRUCT | 1 | 1998-11-16 | RT SIMULATION | NULL | 1 | ADAC | Pinnacle3 | 9.8 | RT Structure Set Storage | [17 empty] | 1.3.6.1.4.1.14519.5.2.1.1706.8040.786534515726854539475566388733 | 1.3.6.1.4.1.14519.5.2.1.1706.8040.337747445318612670552453151187 | TCIA | 10.7937/K9/TCIA.2017.umz8dv6s
HNSCC-01-0032 | ORIGINAL | CT | 130 | 1998-11-16 | RT SIMULATION | NULL | NULL | Philips Medical Systems | PQ5000 | 4.9.1/5.0.2 | CT Image Storage | 130 |  | 480 | 480 |  | 0 | CC | [10 empty] | 1.3.6.1.4.1.14519.5.2.1.1706.8040.786534515726854539475566388733 | 1.3.6.1.4.1.14519.5.2.1.1706.8040.400454602468006009116666612544 | TCIA | 10.7937/K9/TCIA.2017.umz8dv6s
HNSCC-01-0032 | ORIGINAL | CT | 223 | 1999-03-08 | PET/CT HEAD & NECK CA | CT Atten Cor Head IN | 2 | GE MEDICAL SYSTEMS | Discovery HR | LightSpeedverrel | CT Image Storage | 120 | HELICAL MODE | 500 | 500 | 949.075 | 0 | CW | 566 | [9 empty] | 1.3.6.1.4.1.14519.5.2.1.1706.8040.184188096202390294045889539031 | 1.3.6.1.4.1.14519.5.2.1.1706.8040.128936705964400189997224647639 | TCIA | 10.7937/K9/TCIA.2017.umz8dv6s
HNSCC-01-0032 | ORIGINAL | PT | 223 | 1999-03-08 | PET/CT HEAD & NECK CA | PET NO AC | 2 | GE MEDICAL SYSTEMS | Discovery HR | 36.14 | Positron Emission Tomography Image Storage | [9 empty] | FDG -- fluorodeoxyglucose | 623157312 | 6588 | 0.97 | CYLINDRICAL RING | 700\157 | RING | 700 | 1.3.6.1.4.1.14519.5.2.1.1706.8040.184188096202390294045889539031 | 1.3.6.1.4.1.14519.5.2.1.1706.8040.155972179188534539745323303838 | TCIA | 10.7937/K9/TCIA.2017.umz8dv6s
HNSCC-01-0032 | ORIGINAL | PT | 128 | 1999-03-08 | PET/CT HEAD & NECK CA | PET AC | 991371038 | GE MEDICAL SYSTEMS | NULL | 36.14 | Positron Emission Tomography Image Storage | [9 empty] | FDG -- fluorodeoxyglucose | 643799987.793 | 6588 | 0.97 | CYLINDRICAL RING | 700\157 | RING | 700 | 1.3.6.1.4.1.14519.5.2.1.1706.8040.184188096202390294045889539031 | 1.3.6.1.4.1.14519.5.2.1.1706.8040.214140796465679061284345237857 | TCIA | 10.7937/K9/TCIA.2017.umz8dv6s
HNSCC-01-0032 | ORIGINAL | PT | 223 | 1999-03-08 | PET/CT HEAD & NECK CA | PET AC | 1 | GE MEDICAL SYSTEMS | Discovery HR | 36.14 | Positron Emission Tomography Image Storage | [9 empty] | FDG -- fluorodeoxyglucose | 623157312 | 6588 | 0.97 | CYLINDRICAL RING | 700\157 | RING | 700 | 1.3.6.1.4.1.14519.5.2.1.1706.8040.184188096202390294045889539031 | 1.3.6.1.4.1.14519.5.2.1.1706.8040.214780976126794740065435497865 | TCIA | 10.7937/K9/TCIA.2017.umz8dv6s
HNSCC-01-0032 | ORIGINAL | PT | 60 | 1999-03-08 | PET/CT HEAD & NECK CA | MIP | 123 | GE MEDICAL SYSTEMS | NULL | 36.14 | Positron Emission Tomography Image Storage | [9 empty] | FDG -- fluorodeoxyglucose | 643799987.793 | 6588 | 0.97 | CYLINDRICAL RING | 700\157 | RING | 700 | 1.3.6.1.4.1.14519.5.2.1.1706.8040.184188096202390294045889539031 | 1.3.6.1.4.1.14519.5.2.1.1706.8040.229040983194520597912968074084 | TCIA | 10.7937/K9/TCIA.2017.umz8dv6s
HNSCC-01-0033 | NULL | RTPLAN | 1 | 1998-11-23 | RT SIMULATION | NULL | 1 | ADAC | Pinnacle3 | 9.8 | RT Plan Storage | [17 empty] | 1.3.6.1.4.1.14519.5.2.1.1706.8040.103678076833402272429685493191 | 1.3.6.1.4.1.14519.5.2.1.1706.8040.330131557633258955856109729841 | TCIA | 10.7937/K9/TCIA.2017.umz8dv6s
HNSCC-01-0033 | NULL | RTSTRUCT | 1 | 1998-11-23 | RT SIMULATION | NULL | 1 | ADAC | Pinnacle3 | 9.8 | RT Structure Set Storage | [17 empty] | 1.3.6.1.4.1.14519.5.2.1.1706.8040.103678076833402272429685493191 | 1.3.6.1.4.1.14519.5.2.1.1706.8040.332606867002031108477684735823 | TCIA | 10.7937/K9/TCIA.2017.umz8dv6s
HNSCC-01-0033 | NULL | RTDOSE | 1 | 1998-11-23 | RT SIMULATION | NULL | 1 | ADAC | Pinnacle3 | 9.8 | RT Dose Storage | [17 empty] | 1.3.6.1.4.1.14519.5.2.1.1706.8040.103678076833402272429685493191 | 1.3.6.1.4.1.14519.5.2.1.1706.8040.569917367650275203791934413873 | TCIA | 10.7937/K9/TCIA.2017.umz8dv6s
HNSCC-01-0033 | ORIGINAL | CT | 140 | 1998-11-23 | RT SIMULATION | NULL | NULL | Philips Medical Systems | PQ5000 | 4.9.1/5.0.2 | CT Image Storage | 130 |  | 480 | 480 |  | 0 | CC | [10 empty] | 1.3.6.1.4.1.14519.5.2.1.1706.8040.103678076833402272429685493191 | 1.3.6.1.4.1.14519.5.2.1.1706.8040.323219089916624921547161524800 | TCIA | 10.7937/K9/TCIA.2017.umz8dv6s
HNSCC-01-0033 | ORIGINAL | PT | 91 | 1998-11-30 | PET/CT HEAD & NECK CA | PET NO AC | 2 | GE MEDICAL SYSTEMS | Discovery HR | 36.14 | Positron Emission Tomography Image Storage | [9 empty] | FDG -- fluorodeoxyglucose | 612542464 | 6588 | 0.97 | CYLINDRICAL RING | 700\157 | RING | 700 | 1.3.6.1.4.1.14519.5.2.1.1706.8040.551786918153199594037381049197 | 1.3.6.1.4.1.14519.5.2.1.1706.8040.107636907907273325219819816741 | TCIA | 10.7937/K9/TCIA.2017.umz8dv6s
HNSCC-01-0033 | ORIGINAL | PT | 128 | 1998-11-30 | PET/CT HEAD & NECK CA | PET AC | 792813095 | GE MEDICAL SYSTEMS | NULL | 36.14 | Positron Emission Tomography Image Storage | [9 empty] | FDG -- fluorodeoxyglucose | 640099975.5859 | 6588 | 0.97 | CYLINDRICAL RING | 700\157 | RING | 700 | 1.3.6.1.4.1.14519.5.2.1.1706.8040.722748430312224335966664039735 | 1.3.6.1.4.1.14519.5.2.1.1706.8040.129875155863959848207553272798 | TCIA | 10.7937/K9/TCIA.2017.umz8dv6s
HNSCC-01-0033 | ORIGINAL | PT | 223 | 1998-11-30 | PET/CT HEAD & NECK CA | PET NO AC | 2 | GE MEDICAL SYSTEMS | Discovery HR | 36.14 | Positron Emission Tomography Image Storage | [9 empty] | FDG -- fluorodeoxyglucose | 612542464 | 6588 | 0.97 | CYLINDRICAL RING | 700\157 | RING | 700 | 1.3.6.1.4.1.14519.5.2.1.1706.8040.722748430312224335966664039735 | 1.3.6.1.4.1.14519.5.2.1.1706.8040.140948216689493916653274082880 | TCIA | 10.7937/K9/TCIA.2017.umz8dv6s
HNSCC-01-0033 | ORIGINAL | PT | 223 | 1998-11-30 | PET/CT HEAD & NECK CA | PET AC | 1 | GE MEDICAL SYSTEMS | Discovery HR | 36.14 | Positron Emission Tomography Image Storage | [9 empty] | FDG -- fluorodeoxyglucose | 612542464 | 6588 | 0.97 | CYLINDRICAL RING | 700\157 | RING | 700 | 1.3.6.1.4.1.14519.5.2.1.1706.8040.722748430312224335966664039735 | 1.3.6.1.4.1.14519.5.2.1.1706.8040.171001106686057083805086587034 | TCIA | 10.7937/K9/TCIA.2017.umz8dv6s
HNSCC-01-0033 | ORIGINAL | PT | 60 | 1998-11-30 | PET/CT HEAD & NECK CA | MIP | 123 | GE MEDICAL SYSTEMS | NULL | 36.14 | Positron Emission Tomography Image Storage | [9 empty] | FDG -- fluorodeoxyglucose | 640099975.5859 | 6588 | 0.97 | CYLINDRICAL RING | 700\157 | RING | 700 | 1.3.6.1.4.1.14519.5.2.1.1706.8040.551786918153199594037381049197 | 1.3.6.1.4.1.14519.5.2.1.1706.8040.174394467220268817232469104448 | TCIA | 10.7937/K9/TCIA.2017.umz8dv6s
HNSCC-01-0033 | ORIGINAL | CT | 223 | 1998-11-30 | PET/CT HEAD & NECK CA | CT Atten Cor Head IN | 2 | GE MEDICAL SYSTEMS | Discovery HR | LightSpeedverrel | CT Image Storage | 120 | HELICAL MODE | 500 | 500 | 949.075 | 0 | CW | 566 | [9 empty] | 1.3.6.1.4.1.14519.5.2.1.1706.8040.722748430312224335966664039735 | 1.3.6.1.4.1.14519.5.2.1.1706.8040.182592979663343624868260320550 | TCIA | 10.7937/K9/TCIA.2017.umz8dv6s
HNSCC-01-0033 | ORIGINAL | PT | 91 | 1998-11-30 | PET/CT HEAD & NECK CA | PET AC | 1 | GE MEDICAL SYSTEMS | Discovery HR | 36.14 | Positron Emission Tomography Image Storage | [9 empty] | FDG -- fluorodeoxyglucose | 612542464 | 6588 | 0.97 | CYLINDRICAL RING | 700\157 | RING | 700 | 1.3.6.1.4.1.14519.5.2.1.1706.8040.551786918153199594037381049197 | 1.3.6.1.4.1.14519.5.2.1.1706.8040.313115890713639091396013464041 | TCIA | 10.7937/K9/TCIA.2017.umz8dv6s
HNSCC-01-0033 | ORIGINAL | PT | 128 | 1998-11-30 | PET/CT HEAD & NECK CA | PET AC | 478767563 | GE MEDICAL SYSTEMS | NULL | 36.14 | Positron Emission Tomography Image Storage | [9 empty] | FDG -- fluorodeoxyglucose | 640099975.5859 | 6588 | 0.97 | CYLINDRICAL RING | 700\157 | RING | 700 | 1.3.6.1.4.1.14519.5.2.1.1706.8040.551786918153199594037381049197 | 1.3.6.1.4.1.14519.5.2.1.1706.8040.533182333319589985252183665405 | TCIA | 10.7937/K9/TCIA.2017.umz8dv6s
HNSCC-01-0033 | ORIGINAL | PT | 60 | 1998-11-30 | PET/CT HEAD & NECK CA | MIP | 123 | GE MEDICAL SYSTEMS | NULL | 36.14 | Positron Emission Tomography Image Storage | [9 empty] | FDG -- fluorodeoxyglucose | 640099975.5859 | 6588 | 0.97 | CYLINDRICAL RING | 700\157 | RING | 700 | 1.3.6.1.4.1.14519.5.2.1.1706.8040.722748430312224335966664039735 | 1.3.6.1.4.1.14519.5.2.1.1706.8040.721496203814008329331378186488 | TCIA | 10.7937/K9/TCIA.2017.umz8dv6s
HNSCC-01-0033 | DERIVED | PT | 150 | 1999-03-21 | PET/CT HEAD & NECK CA | PETCoronal | 601 | GE MEDICAL SYSTEMS | Discovery STE | 41.03 | Positron Emission Tomography Image Storage | [9 empty] | FDG -- fluorodeoxyglucose | 684331840 | 6588 | 0.97 | CYLINDRICAL RING | 700\153 | RING | 869.8 | 1.3.6.1.4.1.14519.5.2.1.1706.8040.246048216264128068520190532235 | 1.3.6.1.4.1.14519.5.2.1.1706.8040.312878306385016454601543841553 | TCIA | 10.7937/K9/TCIA.2017.umz8dv6s
HNSCC-01-0033 | ORIGINAL | PT | 267 | 1999-03-21 | PET/CT HEAD & NECK CA | PET AC | 4 | GE MEDICAL SYSTEMS | Discovery STE | 41.03 | Positron Emission Tomography Image Storage | [9 empty] | FDG -- fluorodeoxyglucose | 684331840 | 6588 | 0.97 | CYLINDRICAL RING | 700\153 | RING | 700 | 1.3.6.1.4.1.14519.5.2.1.1706.8040.246048216264128068520190532235 | 1.3.6.1.4.1.14519.5.2.1.1706.8040.152192281995616369422893632639 | TCIA | 10.7937/K9/TCIA.2017.umz8dv6s
HNSCC-01-0033 | ORIGINAL | PT | 267 | 1999-03-21 | PET/CT HEAD & NECK CA | PET NO AC | 5 | GE MEDICAL SYSTEMS | Discovery STE | 41.03 | Positron Emission Tomography Image Storage | [9 empty] | FDG -- fluorodeoxyglucose | 684331840 | 6588 | 0.97 | CYLINDRICAL RING | 700\153 | RING | 700 | 1.3.6.1.4.1.14519.5.2.1.1706.8040.246048216264128068520190532235 | 1.3.6.1.4.1.14519.5.2.1.1706.8040.326849609480483754008857569840 | TCIA | 10.7937/K9/TCIA.2017.umz8dv6s
HNSCC-01-0033 | ORIGINAL | CT | 267 | 1999-03-21 | PET/CT HEAD & NECK CA | CT Atten Cor Head IN | 2 | GE MEDICAL SYSTEMS | Discovery STE | petct_hl.60a | CT Image Storage | 120 | HELICAL MODE | 500 | 500 | 949.075 | 0 | CW | 566 | [9 empty] | 1.3.6.1.4.1.14519.5.2.1.1706.8040.246048216264128068520190532235 | 1.3.6.1.4.1.14519.5.2.1.1706.8040.856217625105094593636038249046 | TCIA | 10.7937/K9/TCIA.2017.umz8dv6s
HNSCC-01-0034 | NULL | RTSTRUCT | 1 | 1998-12-01 | RT SIMULATION | NULL | 1 | ADAC | Pinnacle3 | 9.8 | RT Structure Set Storage | [17 empty] | 1.3.6.1.4.1.14519.5.2.1.1706.8040.192512160948027622755228445401 | 1.3.6.1.4.1.14519.5.2.1.1706.8040.229758817750453510508557067951 | TCIA | 10.7937/K9/TCIA.2017.umz8dv6s
HNSCC-01-0034 | NULL | RTPLAN | 1 | 1998-12-01 | RT SIMULATION | NULL | 1 | ADAC | Pinnacle3 | 9.8 | RT Plan Storage | [17 empty] | 1.3.6.1.4.1.14519.5.2.1.1706.8040.192512160948027622755228445401 | 1.3.6.1.4.1.14519.5.2.1.1706.8040.250960541391155323930055880179 | TCIA | 10.7937/K9/TCIA.2017.umz8dv6s
HNSCC-01-0034 | NULL | RTDOSE | 1 | 1998-12-01 | RT SIMULATION | NULL | 1 | ADAC | Pinnacle3 | 9.8 | RT Dose Storage | [17 empty] | 1.3.6.1.4.1.14519.5.2.1.1706.8040.192512160948027622755228445401 | 1.3.6.1.4.1.14519.5.2.1.1706.8040.285749913343746823446123124156 | TCIA | 10.7937/K9/TCIA.2017.umz8dv6s
HNSCC-01-0034 | ORIGINAL | CT | 130 | 1998-12-01 | RT SIMULATION | NULL | NULL | Philips Medical Systems | PQ5000 | 4.9.1/5.0.2 | CT Image Storage | 130 |  | 480 | 480 |  | 0 | CC | [10 empty] | 1.3.6.1.4.1.14519.5.2.1.1706.8040.192512160948027622755228445401 | 1.3.6.1.4.1.14519.5.2.1.1706.8040.184628714016989456433456245777 | TCIA | 10.7937/K9/TCIA.2017.umz8dv6s
HNSCC-01-0034 | ORIGINAL | CT | 223 | 1998-12-08 | PET/CT HEAD&NECK CA IN | CT Atten Cor Head IN | 2 | GE MEDICAL SYSTEMS | Discovery HR | LightSpeedverrel | CT Image Storage | 120 | HELICAL MODE | 500 | 500 | 949.075 | 0 | CW | 566 | [9 empty] | 1.3.6.1.4.1.14519.5.2.1.1706.8040.189005136812074696347886668791 | 1.3.6.1.4.1.14519.5.2.1.1706.8040.107195344011928866242543687639 | TCIA | 10.7937/K9/TCIA.2017.umz8dv6s
HNSCC-01-0034 | ORIGINAL | PT | 128 | 1998-12-08 | PET/CT HEAD&NECK CA IN | PET AC | 212749890 | GE MEDICAL SYSTEMS | NULL | 36.14 | Positron Emission Tomography Image Storage | [9 empty] | FDG -- fluorodeoxyglucose | 566100036.6211 | 6588 | 0.97 | CYLINDRICAL RING | 700\157 | RING | 700 | 1.3.6.1.4.1.14519.5.2.1.1706.8040.189005136812074696347886668791 | 1.3.6.1.4.1.14519.5.2.1.1706.8040.178628030326373688318056184193 | TCIA | 10.7937/K9/TCIA.2017.umz8dv6s
HNSCC-01-0034 | ORIGINAL | PT | 60 | 1998-12-08 | PET/CT HEAD&NECK CA IN | MIP | 123 | GE MEDICAL SYSTEMS | NULL | 36.14 | Positron Emission Tomography Image Storage | [9 empty] | FDG -- fluorodeoxyglucose | 566100036.6211 | 6588 | 0.97 | CYLINDRICAL RING | 700\157 | RING | 700 | 1.3.6.1.4.1.14519.5.2.1.1706.8040.189005136812074696347886668791 | 1.3.6.1.4.1.14519.5.2.1.1706.8040.271587659866207285434414250398 | TCIA | 10.7937/K9/TCIA.2017.umz8dv6s
HNSCC-01-0034 | ORIGINAL | PT | 128 | 1998-12-08 | PET/CT HEAD&NECK CA IN | PET AC | 571956335 | GE MEDICAL SYSTEMS | NULL | 36.14 | Positron Emission Tomography Image Storage | [9 empty] | FDG -- fluorodeoxyglucose | 566100036.6211 | 6588 | 0.97 | CYLINDRICAL RING | 700\157 | RING | 700 | 1.3.6.1.4.1.14519.5.2.1.1706.8040.242497371757478842682177396132 | 1.3.6.1.4.1.14519.5.2.1.1706.8040.296815319625221380614220611727 | TCIA | 10.7937/K9/TCIA.2017.umz8dv6s
HNSCC-01-0034 | ORIGINAL | PT | 60 | 1998-12-08 | PET/CT HEAD&NECK CA IN | MIP | 123 | GE MEDICAL SYSTEMS | NULL | 36.14 | Positron Emission Tomography Image Storage | [9 empty] | FDG -- fluorodeoxyglucose | 566100036.6211 | 6588 | 0.97 | CYLINDRICAL RING | 700\157 | RING | 700 | 1.3.6.1.4.1.14519.5.2.1.1706.8040.242497371757478842682177396132 | 1.3.6.1.4.1.14519.5.2.1.1706.8040.502993745958111025521087278764 | TCIA | 10.7937/K9/TCIA.2017.umz8dv6s
HNSCC-01-0034 | ORIGINAL | PT | 223 | 1998-12-08 | PET/CT HEAD&NECK CA IN | PET NO AC | 2 | GE MEDICAL SYSTEMS | Discovery HR | 36.14 | Positron Emission Tomography Image Storage | [9 empty] | FDG -- fluorodeoxyglucose | 549235712 | 6588 | 0.97 | CYLINDRICAL RING | 700\157 | RING | 700 | 1.3.6.1.4.1.14519.5.2.1.1706.8040.189005136812074696347886668791 | 1.3.6.1.4.1.14519.5.2.1.1706.8040.747203342386999293016498303134 | TCIA | 10.7937/K9/TCIA.2017.umz8dv6s
HNSCC-01-0034 | ORIGINAL | PT | 91 | 1998-12-08 | PET/CT HEAD&NECK CA IN | PET AC | 1 | GE MEDICAL SYSTEMS | Discovery HR | 36.14 | Positron Emission Tomography Image Storage | [9 empty] | FDG -- fluorodeoxyglucose | 549235712 | 6588 | 0.97 | CYLINDRICAL RING | 700\157 | RING | 700 | 1.3.6.1.4.1.14519.5.2.1.1706.8040.242497371757478842682177396132 | 1.3.6.1.4.1.14519.5.2.1.1706.8040.781367045577818381890143528278 | TCIA | 10.7937/K9/TCIA.2017.umz8dv6s
HNSCC-01-0034 | ORIGINAL | PT | 91 | 1998-12-08 | PET/CT HEAD&NECK CA IN | PET NO AC | 2 | GE MEDICAL SYSTEMS | Discovery HR | 36.14 | Positron Emission Tomography Image Storage | [9 empty] | FDG -- fluorodeoxyglucose | 549235712 | 6588 | 0.97 | CYLINDRICAL RING | 700\157 | RING | 700 | 1.3.6.1.4.1.14519.5.2.1.1706.8040.242497371757478842682177396132 | 1.3.6.1.4.1.14519.5.2.1.1706.8040.952263041268834898702104024461 | TCIA | 10.7937/K9/TCIA.2017.umz8dv6s
HNSCC-01-0034 | ORIGINAL | PT | 223 | 1998-12-08 | PET/CT HEAD&NECK CA IN | PET AC | 1 | GE MEDICAL SYSTEMS | Discovery HR | 36.14 | Positron Emission Tomography Image Storage | [9 empty] | FDG -- fluorodeoxyglucose | 549235712 | 6588 | 0.97 | CYLINDRICAL RING | 700\157 | RING | 700 | 1.3.6.1.4.1.14519.5.2.1.1706.8040.189005136812074696347886668791 | 1.3.6.1.4.1.14519.5.2.1.1706.8040.965258324078008253486660475125 | TCIA | 10.7937/K9/TCIA.2017.umz8dv6s
HNSCC-01-0034 | DERIVED | PT | 150 | 1999-03-29 | PET/CT HEAD & NECK CA | PETCoronal | 601 | GE MEDICAL SYSTEMS | Discovery STE | 41.03 | Positron Emission Tomography Image Storage | [9 empty] | FDG -- fluorodeoxyglucose | 651866240 | 6588 | 0.97 | CYLINDRICAL RING | 700\153 | RING | 700 | 1.3.6.1.4.1.14519.5.2.1.1706.8040.298985879608439009461230283510 | 1.3.6.1.4.1.14519.5.2.1.1706.8040.142736543986980385819381691249 | TCIA | 10.7937/K9/TCIA.2017.umz8dv6s
HNSCC-01-0034 | ORIGINAL | PT | 91 | 1999-03-29 | PET/CT HEAD & NECK CA | PET AC | 5 | GE MEDICAL SYSTEMS | Discovery STE | 41.03 | Positron Emission Tomography Image Storage | [9 empty] | FDG -- fluorodeoxyglucose | 651866240 | 6588 | 0.97 | CYLINDRICAL RING | 700\153 | RING | 700 | 1.3.6.1.4.1.14519.5.2.1.1706.8040.298985879608439009461230283510 | 1.3.6.1.4.1.14519.5.2.1.1706.8040.160172519750172465964856941727 | TCIA | 10.7937/K9/TCIA.2017.umz8dv6s
HNSCC-01-0034 | ORIGINAL | PT | 91 | 1999-03-29 | PET/CT HEAD & NECK CA | PET NO AC | 6 | GE MEDICAL SYSTEMS | Discovery STE | 41.03 | Positron Emission Tomography Image Storage | [9 empty] | FDG -- fluorodeoxyglucose | 651866240 | 6588 | 0.97 | CYLINDRICAL RING | 700\153 | RING | 700 | 1.3.6.1.4.1.14519.5.2.1.1706.8040.298985879608439009461230283510 | 1.3.6.1.4.1.14519.5.2.1.1706.8040.326050471028997307658012924785 | TCIA | 10.7937/K9/TCIA.2017.umz8dv6s
HNSCC-01-0034 | ORIGINAL | CT | 223 | 1999-03-29 | PET/CT HEAD & NECK CA | CT Atten Cor Head IN | 2 | GE MEDICAL SYSTEMS | Discovery STE | petct_hl.60a | CT Image Storage | 120 | HELICAL MODE | 500 | 500 | 949.075 | 0 | CW | 566 | [9 empty] | 1.3.6.1.4.1.14519.5.2.1.1706.8040.235834704457244593936803098805 | 1.3.6.1.4.1.14519.5.2.1.1706.8040.330865035407886301470948852313 | TCIA | 10.7937/K9/TCIA.2017.umz8dv6s
HNSCC-01-0035 | NULL | RTDOSE | 1 | 1998-11-23 | RT SIMULATION | NULL | 1 | ADAC | Pinnacle3 | 9.8 | RT Dose Storage | [17 empty] | 1.3.6.1.4.1.14519.5.2.1.1706.8040.189399043774885215112945232280 | 1.3.6.1.4.1.14519.5.2.1.1706.8040.261327406588535705254117677635 | TCIA | 10.7937/K9/TCIA.2017.umz8dv6s
HNSCC-01-0035 | NULL | RTSTRUCT | 1 | 1998-11-23 | RT SIMULATION | NULL | 1 | ADAC | Pinnacle3 | 9.8 | RT Structure Set Storage | [17 empty] | 1.3.6.1.4.1.14519.5.2.1.1706.8040.189399043774885215112945232280 | 1.3.6.1.4.1.14519.5.2.1.1706.8040.292124072367453529075649609328 | TCIA | 10.7937/K9/TCIA.2017.umz8dv6s
HNSCC-01-0035 | NULL | RTPLAN | 1 | 1998-11-23 | RT SIMULATION | NULL | 1 | ADAC | Pinnacle3 | 9.8 | RT Plan Storage | [17 empty] | 1.3.6.1.4.1.14519.5.2.1.1706.8040.189399043774885215112945232280 | 1.3.6.1.4.1.14519.5.2.1.1706.8040.309035600307148423341507765734 | TCIA | 10.7937/K9/TCIA.2017.umz8dv6s
HNSCC-01-0035 | ORIGINAL | CT | 90 | 1998-11-23 | RT SIMULATION | NULL | 3 | Philips | Mx8000 IDT | 1.1.0 | CT Image Storage | 120 | HELIX | 500 | 500 |  | 0 | CW | [10 empty] | 1.3.6.1.4.1.14519.5.2.1.1706.8040.189399043774885215112945232280 | 1.3.6.1.4.1.14519.5.2.1.1706.8040.409995964835304334180649600667 | TCIA | 10.7937/K9/TCIA.2017.umz8dv6s
HNSCC-01-0035 | ORIGINAL | CT | 223 | 1998-11-24 | PET/CT HEAD&NECK CA IN | CT Atten Cor Head IN | 2 | GE MEDICAL SYSTEMS | Discovery HR | LightSpeedverrel | CT Image Storage | 120 | HELICAL MODE | 500 | 500 | 949.075 | 0 | CW | 566 | [9 empty] | 1.3.6.1.4.1.14519.5.2.1.1706.8040.319821543476334555272435063570 | 1.3.6.1.4.1.14519.5.2.1.1706.8040.254342376604901465622484133974 | TCIA | 10.7937/K9/TCIA.2017.umz8dv6s
HNSCC-01-0035 | ORIGINAL | CT | 223 | 1999-03-20 | PET/CT HEAD & NECK CA | CT Atten Cor Head IN | 2 | GE MEDICAL SYSTEMS | Discovery STE | petct_hl.60a | CT Image Storage | 120 | HELICAL MODE | 500 | 500 | 949.075 | 0 | CW | 566 | [9 empty] | 1.3.6.1.4.1.14519.5.2.1.1706.8040.951636993644764305990764980145 | 1.3.6.1.4.1.14519.5.2.1.1706.8040.273400550560278211861488124505 | TCIA | 10.7937/K9/TCIA.2017.umz8dv6s
HNSCC-01-0035 | ORIGINAL | CT | 118 | 1999-10-04 | PET/CT HEAD & NECK CA | Recon 2: CT Atten Cor H&N | 8 | GE MEDICAL SYSTEMS | Discovery RX | pet_vct_hp.80 | CT Image Storage | 100 | HELICAL MODE | 500 | 250 | 949.075 | 0 | CW | 530 | 27.5 | [8 empty] | 1.3.6.1.4.1.14519.5.2.1.1706.8040.238399101660126719245951436594 | 1.3.6.1.4.1.14519.5.2.1.1706.8040.163886634016574797958486218133 | TCIA | 10.7937/K9/TCIA.2017.umz8dv6s
HNSCC-01-0035 | ORIGINAL | PT | 91 | 1999-10-04 | PET/CT HEAD & NECK CA | PET_AC_HEAD | 10 | GE MEDICAL SYSTEMS | Discovery RX | 41.04 | Positron Emission Tomography Image Storage | [9 empty] | FDG -- fluorodeoxyglucose | 609291840 | 6588 | 0.97 | CYLINDRICAL RING | 700\153 | RING | 700 | 1.3.6.1.4.1.14519.5.2.1.1706.8040.238399101660126719245951436594 | 1.3.6.1.4.1.14519.5.2.1.1706.8040.185726433223583208733614429276 | TCIA | 10.7937/K9/TCIA.2017.umz8dv6s
HNSCC-01-0035 | ORIGINAL | CT | 118 | 1999-10-04 | PET/CT HEAD & NECK CA | Recon 3: CT Atten Cor H&N | 9 | GE MEDICAL SYSTEMS | Discovery RX | pet_vct_hp.80 | CT Image Storage | 100 | HELICAL MODE | 500 | 250 | 949.075 | 0 | CW | 530 | 27.5 | [8 empty] | 1.3.6.1.4.1.14519.5.2.1.1706.8040.238399101660126719245951436594 | 1.3.6.1.4.1.14519.5.2.1.1706.8040.190724284246274720169782582564 | TCIA | 10.7937/K9/TCIA.2017.umz8dv6s
HNSCC-01-0035 | ORIGINAL | CT | 223 | 1999-10-04 | PET/CT HEAD & NECK CA | Recon 2: CT Atten Cor Head IN | 3 | GE MEDICAL SYSTEMS | Discovery RX | pet_vct_hp.80 | CT Image Storage | 120 | HELICAL MODE | 500 | 500 | 949.075 | 0 | CW | 566 | 27.5 | [8 empty] | 1.3.6.1.4.1.14519.5.2.1.1706.8040.238399101660126719245951436594 | 1.3.6.1.4.1.14519.5.2.1.1706.8040.199434068493549231775879115537 | TCIA | 10.7937/K9/TCIA.2017.umz8dv6s
HNSCC-01-0035 | ORIGINAL | CT | 91 | 1999-10-04 | PET/CT HEAD & NECK CA | CT Atten Cor H&N | 7 | GE MEDICAL SYSTEMS | Discovery RX | pet_vct_hp.80 | CT Image Storage | 100 | HELICAL MODE | 500 | 500 | 949.075 | 0 | CW | 566 | 27.5 | [8 empty] | 1.3.6.1.4.1.14519.5.2.1.1706.8040.238399101660126719245951436594 | 1.3.6.1.4.1.14519.5.2.1.1706.8040.204033378586895205766038292777 | TCIA | 10.7937/K9/TCIA.2017.umz8dv6s
HNSCC-01-0035 | ORIGINAL | CT | 1 | 1999-10-04 | PET/CT HEAD & NECK CA | CT SCOUT HEAD IN | 1 | GE MEDICAL SYSTEMS | Discovery RX | pet_vct_hp.80 | CT Image Storage | 80 | SCOUT MODE | 500 |  | 949.075 | 0 | CW | 9070 | [9 empty] | 1.3.6.1.4.1.14519.5.2.1.1706.8040.238399101660126719245951436594 | 1.3.6.1.4.1.14519.5.2.1.1706.8040.252329426020057949772402604387 | TCIA | 10.7937/K9/TCIA.2017.umz8dv6s
HNSCC-01-0035 | ORIGINAL | PT | 223 | 1999-10-04 | PET/CT HEAD & NECK CA | PET_AC | 4 | GE MEDICAL SYSTEMS | Discovery RX | 41.04 | Positron Emission Tomography Image Storage | [9 empty] | FDG -- fluorodeoxyglucose | 609291840 | 6588 | 0.97 | CYLINDRICAL RING | 700\153 | RING | 700 | 1.3.6.1.4.1.14519.5.2.1.1706.8040.238399101660126719245951436594 | 1.3.6.1.4.1.14519.5.2.1.1706.8040.269462649672450852914785191504 | TCIA | 10.7937/K9/TCIA.2017.umz8dv6s
HNSCC-01-0035 | ORIGINAL | PT | 91 | 1999-10-04 | PET/CT HEAD & NECK CA | PET_NAC_HEAD | 11 | GE MEDICAL SYSTEMS | Discovery RX | 41.04 | Positron Emission Tomography Image Storage | [9 empty] | FDG -- fluorodeoxyglucose | 609291840 | 6588 | 0.97 | CYLINDRICAL RING | 700\153 | RING | 700 | 1.3.6.1.4.1.14519.5.2.1.1706.8040.238399101660126719245951436594 | 1.3.6.1.4.1.14519.5.2.1.1706.8040.271215980144558360061695129144 | TCIA | 10.7937/K9/TCIA.2017.umz8dv6s
HNSCC-01-0035 | ORIGINAL | CT | 1 | 1999-10-04 | PET/CT HEAD & NECK CA | CT SCOUT H&N | 6 | GE MEDICAL SYSTEMS | Discovery RX | pet_vct_hp.80 | CT Image Storage | 80 | SCOUT MODE | 500 |  | 949.075 | 0 | CW | 4072 | [9 empty] | 1.3.6.1.4.1.14519.5.2.1.1706.8040.238399101660126719245951436594 | 1.3.6.1.4.1.14519.5.2.1.1706.8040.305454396568198751266557866921 | TCIA | 10.7937/K9/TCIA.2017.umz8dv6s
HNSCC-01-0035 | ORIGINAL | PT | 223 | 1999-10-04 | PET/CT HEAD & NECK CA | PET_NAC | 5 | GE MEDICAL SYSTEMS | Discovery RX | 41.04 | Positron Emission Tomography Image Storage | [9 empty] | FDG -- fluorodeoxyglucose | 609291840 | 6588 | 0.97 | CYLINDRICAL RING | 700\153 | RING | 700 | 1.3.6.1.4.1.14519.5.2.1.1706.8040.238399101660126719245951436594 | 1.3.6.1.4.1.14519.5.2.1.1706.8040.695773981517812032584774551715 | TCIA | 10.7937/K9/TCIA.2017.umz8dv6s
HNSCC-01-0035 | ORIGINAL | CT | 223 | 1999-10-04 | PET/CT HEAD & NECK CA | CT Atten Cor Head IN | 2 | GE MEDICAL SYSTEMS | Discovery RX | pet_vct_hp.80 | CT Image Storage | 120 | HELICAL MODE | 500 | 500 | 949.075 | 0 | CW | 566 | 27.5 | [8 empty] | 1.3.6.1.4.1.14519.5.2.1.1706.8040.238399101660126719245951436594 | 1.3.6.1.4.1.14519.5.2.1.1706.8040.754930875619095032669642625664 | TCIA | 10.7937/K9/TCIA.2017.umz8dv6s
HNSCC-01-0036 | ORIGINAL | CT | 223 | 1998-11-17 | PET/CT HEAD&NECK CA IN | CT Atten Cor Head IN | 2 | GE MEDICAL SYSTEMS | Discovery HR | LightSpeedverrel | CT Image Storage | 120 | HELICAL MODE | 500 | 500 | 949.075 | 0 | CW | 566 | [9 empty] | 1.3.6.1.4.1.14519.5.2.1.1706.8040.226278599135427501062166220396 | 1.3.6.1.4.1.14519.5.2.1.1706.8040.107004004586679752307763979218 | TCIA | 10.7937/K9/TCIA.2017.umz8dv6s
HNSCC-01-0036 | ORIGINAL | PT | 60 | 1998-11-17 | PET/CT HEAD&NECK CA IN | MIP | 123 | GE MEDICAL SYSTEMS | NULL | 36.14 | Positron Emission Tomography Image Storage | [9 empty] | FDG -- fluorodeoxyglucose | 630480041.5039 | 6588 | 0.97 | CYLINDRICAL RING | 700\157 | RING | 700 | 1.3.6.1.4.1.14519.5.2.1.1706.8040.101156222444527113355643931997 | 1.3.6.1.4.1.14519.5.2.1.1706.8040.136314365418015937928243732230 | TCIA | 10.7937/K9/TCIA.2017.umz8dv6s
HNSCC-01-0036 | ORIGINAL | PT | 223 | 1998-11-17 | PET/CT HEAD&NECK CA IN | PET NO AC | 2 | GE MEDICAL SYSTEMS | Discovery HR | 36.14 | Positron Emission Tomography Image Storage | [9 empty] | FDG -- fluorodeoxyglucose | 618798784 | 6588 | 0.97 | CYLINDRICAL RING | 700\157 | RING | 700 | 1.3.6.1.4.1.14519.5.2.1.1706.8040.226278599135427501062166220396 | 1.3.6.1.4.1.14519.5.2.1.1706.8040.212395603950496892296143812762 | TCIA | 10.7937/K9/TCIA.2017.umz8dv6s
HNSCC-01-0036 | ORIGINAL | PT | 128 | 1998-11-17 | PET/CT HEAD&NECK CA IN | PET AC | 894328344 | GE MEDICAL SYSTEMS | NULL | 36.14 | Positron Emission Tomography Image Storage | [9 empty] | FDG -- fluorodeoxyglucose | 630480041.5039 | 6588 | 0.97 | CYLINDRICAL RING | 700\157 | RING | 700 | 1.3.6.1.4.1.14519.5.2.1.1706.8040.101156222444527113355643931997 | 1.3.6.1.4.1.14519.5.2.1.1706.8040.248439066618650750395573342914 | TCIA | 10.7937/K9/TCIA.2017.umz8dv6s
HNSCC-01-0036 | ORIGINAL | PT | 223 | 1998-11-17 | PET/CT HEAD&NECK CA IN | PET AC | 1 | GE MEDICAL SYSTEMS | Discovery HR | 36.14 | Positron Emission Tomography Image Storage | [9 empty] | FDG -- fluorodeoxyglucose | 618798784 | 6588 | 0.97 | CYLINDRICAL RING | 700\157 | RING | 700 | 1.3.6.1.4.1.14519.5.2.1.1706.8040.226278599135427501062166220396 | 1.3.6.1.4.1.14519.5.2.1.1706.8040.260204667181320945074522621502 | TCIA | 10.7937/K9/TCIA.2017.umz8dv6s
HNSCC-01-0036 | ORIGINAL | PT | 91 | 1998-11-17 | PET/CT HEAD&NECK CA IN | PET NO AC | 2 | GE MEDICAL SYSTEMS | Discovery HR | 36.14 | Positron Emission Tomography Image Storage | [9 empty] | FDG -- fluorodeoxyglucose | 618798784 | 6588 | 0.97 | CYLINDRICAL RING | 700\157 | RING | 700 | 1.3.6.1.4.1.14519.5.2.1.1706.8040.101156222444527113355643931997 | 1.3.6.1.4.1.14519.5.2.1.1706.8040.273730569779275078705324344246 | TCIA | 10.7937/K9/TCIA.2017.umz8dv6s
HNSCC-01-0036 | ORIGINAL | PT | 128 | 1998-11-17 | PET/CT HEAD&NECK CA IN | PET AC | 72410983 | GE MEDICAL SYSTEMS | NULL | 36.14 | Positron Emission Tomography Image Storage | [9 empty] | FDG -- fluorodeoxyglucose | 630480041.5039 | 6588 | 0.97 | CYLINDRICAL RING | 700\157 | RING | 700 | 1.3.6.1.4.1.14519.5.2.1.1706.8040.226278599135427501062166220396 | 1.3.6.1.4.1.14519.5.2.1.1706.8040.322895150466455717794067468843 | TCIA | 10.7937/K9/TCIA.2017.umz8dv6s
HNSCC-01-0036 | ORIGINAL | PT | 60 | 1998-11-17 | PET/CT HEAD&NECK CA IN | MIP | 123 | GE MEDICAL SYSTEMS | NULL | 36.14 | Positron Emission Tomography Image Storage | [9 empty] | FDG -- fluorodeoxyglucose | 630480041.5039 | 6588 | 0.97 | CYLINDRICAL RING | 700\157 | RING | 700 | 1.3.6.1.4.1.14519.5.2.1.1706.8040.226278599135427501062166220396 | 1.3.6.1.4.1.14519.5.2.1.1706.8040.475907505527879440237847422406 | TCIA | 10.7937/K9/TCIA.2017.umz8dv6s
HNSCC-01-0036 | ORIGINAL | PT | 91 | 1998-11-17 | PET/CT HEAD&NECK CA IN | PET AC | 1 | GE MEDICAL SYSTEMS | Discovery HR | 36.14 | Positron Emission Tomography Image Storage | [9 empty] | FDG -- fluorodeoxyglucose | 618798784 | 6588 | 0.97 | CYLINDRICAL RING | 700\157 | RING | 700 | 1.3.6.1.4.1.14519.5.2.1.1706.8040.101156222444527113355643931997 | 1.3.6.1.4.1.14519.5.2.1.1706.8040.805776925540120327990950694982 | TCIA | 10.7937/K9/TCIA.2017.umz8dv6s
HNSCC-01-0036 | NULL | RTDOSE | 1 | 1999-01-10 | RT SIMULATION | NULL | 1 | ADAC | Pinnacle3 | 9.8 | RT Dose Storage | [17 empty] | 1.3.6.1.4.1.14519.5.2.1.1706.8040.416307536256426867675011406471 | 1.3.6.1.4.1.14519.5.2.1.1706.8040.179704024710822190457749697866 | TCIA | 10.7937/K9/TCIA.2017.umz8dv6s
HNSCC-01-0036 | NULL | RTPLAN | 1 | 1999-01-10 | RT SIMULATION | NULL | 1 | ADAC | Pinnacle3 | 9.8 | RT Plan Storage | [17 empty] | 1.3.6.1.4.1.14519.5.2.1.1706.8040.416307536256426867675011406471 | 1.3.6.1.4.1.14519.5.2.1.1706.8040.279255703898605791699839653396 | TCIA | 10.7937/K9/TCIA.2017.umz8dv6s
HNSCC-01-0036 | NULL | RTSTRUCT | 1 | 1999-01-10 | RT SIMULATION | NULL | 1 | ADAC | Pinnacle3 | 9.8 | RT Structure Set Storage | [17 empty] | 1.3.6.1.4.1.14519.5.2.1.1706.8040.416307536256426867675011406471 | 1.3.6.1.4.1.14519.5.2.1.1706.8040.279561328696165108140901150635 | TCIA | 10.7937/K9/TCIA.2017.umz8dv6s
HNSCC-01-0036 | ORIGINAL | CT | 125 | 1999-01-10 | RT SIMULATION | NULL | 2 | Philips | AcQSimCT | ACQSIMCT.PICR.2.0.20020724.1 | CT Image Storage | 120 |  | 609 | 350 | 1514 | 0 | CC | 18722 | [9 empty] | 1.3.6.1.4.1.14519.5.2.1.1706.8040.416307536256426867675011406471 | 1.3.6.1.4.1.14519.5.2.1.1706.8040.137854269939748939763584377633 | TCIA | 10.7937/K9/TCIA.2017.umz8dv6s
HNSCC-01-0036 | DERIVED | PT | 267 | 1999-05-19 | OSF PET TUMOR IMAGING, MISCELLAN | SUV-AC_2D LG | 62601 | GE MEDICAL SYSTEMS / MIMvista | Discovery ST | NULL | Positron Emission Tomography Image Storage | [9 empty] | FDG -- fluorodeoxyglucose | 554602000 | 6588 | 0.97 | CYLINDRICAL RING |  | RING | 650 | 1.3.6.1.4.1.14519.5.2.1.1706.8040.188926818507975933267128208047 | 1.3.6.1.4.1.14519.5.2.1.1706.8040.195179318244844491684480199468 | TCIA | 10.7937/K9/TCIA.2017.umz8dv6s
HNSCC-01-0036 | DERIVED | CT | 267 | 1999-05-19 | OSF PET TUMOR IMAGING, MISCELLAN | CT Atten Cor Head In 3.75thk | 62585 | GE MEDICAL SYSTEMS / MIMvista | Discovery ST | NULL | CT Image Storage | 140 | HELICAL MODE | 500 | 500 | 949.075 | 0 |  | 1018 | [9 empty] | 1.3.6.1.4.1.14519.5.2.1.1706.8040.188926818507975933267128208047 | 1.3.6.1.4.1.14519.5.2.1.1706.8040.271944224599731332836410430138 | TCIA | 10.7937/K9/TCIA.2017.umz8dv6s
HNSCC-01-0037 | DERIVED | PT | 150 | 1998-12-05 | PET/CT HEAD&NECK CA IN | PETCoronal | 601 | GE MEDICAL SYSTEMS | Discovery STE | 41.03 | Positron Emission Tomography Image Storage | [9 empty] | FDG -- fluorodeoxyglucose | 530779968 | 6588 | 0.97 | CYLINDRICAL RING | 700\153 | RING | 700 | 1.3.6.1.4.1.14519.5.2.1.1706.8040.208981302008757564518830777812 | 1.3.6.1.4.1.14519.5.2.1.1706.8040.272704163912609582741155001593 | TCIA | 10.7937/K9/TCIA.2017.umz8dv6s
HNSCC-01-0037 | DERIVED | PT | 150 | 1998-12-05 | PET/CT HEAD&NECK CA IN | PETCoronal | 601 | GE MEDICAL SYSTEMS | Discovery STE | 41.03 | Positron Emission Tomography Image Storage | [9 empty] | FDG -- fluorodeoxyglucose | 530779968 | 6588 | 0.97 | CYLINDRICAL RING | 700\153 | RING | 725.9 | 1.3.6.1.4.1.14519.5.2.1.1706.8040.285673665306104131859587130550 | 1.3.6.1.4.1.14519.5.2.1.1706.8040.295502591449178194267706996998 | TCIA | 10.7937/K9/TCIA.2017.umz8dv6s
HNSCC-01-0037 | ORIGINAL | PT | 91 | 1998-12-05 | PET/CT HEAD&NECK CA IN | PET AC | 4 | GE MEDICAL SYSTEMS | Discovery STE | 41.03 | Positron Emission Tomography Image Storage | [9 empty] | FDG -- fluorodeoxyglucose | 530779968 | 6588 | 0.97 | CYLINDRICAL RING | 700\153 | RING | 700 | 1.3.6.1.4.1.14519.5.2.1.1706.8040.208981302008757564518830777812 | 1.3.6.1.4.1.14519.5.2.1.1706.8040.149026442822864277943127755825 | TCIA | 10.7937/K9/TCIA.2017.umz8dv6s
HNSCC-01-0037 | ORIGINAL | CT | 223 | 1998-12-05 | PET/CT HEAD&NECK CA IN | CT Atten Cor Head IN | 2 | GE MEDICAL SYSTEMS | Discovery STE | petct_hl.60a | CT Image Storage | 120 | HELICAL MODE | 500 | 500 | 949.075 | 0 | CW | 566 | [9 empty] | 1.3.6.1.4.1.14519.5.2.1.1706.8040.285673665306104131859587130550 | 1.3.6.1.4.1.14519.5.2.1.1706.8040.179554875024726820975597856004 | TCIA | 10.7937/K9/TCIA.2017.umz8dv6s
HNSCC-01-0037 | ORIGINAL | PT | 223 | 1998-12-05 | PET/CT HEAD&NECK CA IN | PET NO AC | 5 | GE MEDICAL SYSTEMS | Discovery STE | 41.03 | Positron Emission Tomography Image Storage | [9 empty] | FDG -- fluorodeoxyglucose | 530779968 | 6588 | 0.97 | CYLINDRICAL RING | 700\153 | RING | 700 | 1.3.6.1.4.1.14519.5.2.1.1706.8040.285673665306104131859587130550 | 1.3.6.1.4.1.14519.5.2.1.1706.8040.251637236188363948658001453620 | TCIA | 10.7937/K9/TCIA.2017.umz8dv6s
HNSCC-01-0037 | ORIGINAL | PT | 223 | 1998-12-05 | PET/CT HEAD&NECK CA IN | PET AC | 4 | GE MEDICAL SYSTEMS | Discovery STE | 41.03 | Positron Emission Tomography Image Storage | [9 empty] | FDG -- fluorodeoxyglucose | 530779968 | 6588 | 0.97 | CYLINDRICAL RING | 700\153 | RING | 700 | 1.3.6.1.4.1.14519.5.2.1.1706.8040.285673665306104131859587130550 | 1.3.6.1.4.1.14519.5.2.1.1706.8040.260337510251817318762365541851 | TCIA | 10.7937/K9/TCIA.2017.umz8dv6s
HNSCC-01-0037 | ORIGINAL | PT | 91 | 1998-12-05 | PET/CT HEAD&NECK CA IN | PET NO AC | 5 | GE MEDICAL SYSTEMS | Discovery STE | 41.03 | Positron Emission Tomography Image Storage | [9 empty] | FDG -- fluorodeoxyglucose | 530779968 | 6588 | 0.97 | CYLINDRICAL RING | 700\153 | RING | 700 | 1.3.6.1.4.1.14519.5.2.1.1706.8040.208981302008757564518830777812 | 1.3.6.1.4.1.14519.5.2.1.1706.8040.269551721376738704233335600829 | TCIA | 10.7937/K9/TCIA.2017.umz8dv6s
HNSCC-01-0037 | DERIVED | PT | 150 | 1999-03-07 | PET/CT HEAD & NECK CA | PETCoronal | 601 | GE MEDICAL SYSTEMS | Discovery STE | 41.03 | Positron Emission Tomography Image Storage | [9 empty] | FDG -- fluorodeoxyglucose | 703726720 | 6588 | 0.97 | CYLINDRICAL RING | 700\153 | RING | 700 | 1.3.6.1.4.1.14519.5.2.1.1706.8040.238949214255502462847092723134 | 1.3.6.1.4.1.14519.5.2.1.1706.8040.220859294235462278855704971426 | TCIA | 10.7937/K9/TCIA.2017.umz8dv6s
HNSCC-01-0037 | ORIGINAL | CT | 223 | 1999-03-07 | PET/CT HEAD & NECK CA | CT Atten Cor Head IN | 2 | GE MEDICAL SYSTEMS | Discovery STE | petct_hl.60a | CT Image Storage | 120 | HELICAL MODE | 500 | 500 | 949.075 | 0 | CW | 566 | [9 empty] | 1.3.6.1.4.1.14519.5.2.1.1706.8040.849566170652167983151341898264 | 1.3.6.1.4.1.14519.5.2.1.1706.8040.200181894130221266506087997531 | TCIA | 10.7937/K9/TCIA.2017.umz8dv6s
HNSCC-01-0037 | ORIGINAL | PT | 91 | 1999-03-07 | PET/CT HEAD & NECK CA | PET NO AC | 6 | GE MEDICAL SYSTEMS | Discovery STE | 41.03 | Positron Emission Tomography Image Storage | [9 empty] | FDG -- fluorodeoxyglucose | 703726720 | 6588 | 0.97 | CYLINDRICAL RING | 700\153 | RING | 700 | 1.3.6.1.4.1.14519.5.2.1.1706.8040.238949214255502462847092723134 | 1.3.6.1.4.1.14519.5.2.1.1706.8040.202114549577951781673299596358 | TCIA | 10.7937/K9/TCIA.2017.umz8dv6s
HNSCC-01-0037 | ORIGINAL | PT | 91 | 1999-03-07 | PET/CT HEAD & NECK CA | PET AC | 5 | GE MEDICAL SYSTEMS | Discovery STE | 41.03 | Positron Emission Tomography Image Storage | [9 empty] | FDG -- fluorodeoxyglucose | 703726720 | 6588 | 0.97 | CYLINDRICAL RING | 700\153 | RING | 700 | 1.3.6.1.4.1.14519.5.2.1.1706.8040.238949214255502462847092723134 | 1.3.6.1.4.1.14519.5.2.1.1706.8040.333119419442523195423785691544 | TCIA | 10.7937/K9/TCIA.2017.umz8dv6s
HNSCC-01-0037 | ORIGINAL | CT | 76 | 2000-11-25 | CT, SOFT TISSUE NECK W | ANGLED ORAL, NO IV | 4 | GE MEDICAL SYSTEMS | LightSpeed Plus | LightSpeedApps2.4.2_H2.4M5 | CT Image Storage | 120 | AXIAL MODE | 250 | 250 | 949.075 | -18 | CW | 1000 | [9 empty] | 1.3.6.1.4.1.14519.5.2.1.1706.8040.264766859230812271675849917759 | 1.3.6.1.4.1.14519.5.2.1.1706.8040.146745913448000607123887768608 | TCIA | 10.7937/K9/TCIA.2017.umz8dv6s
HNSCC-01-0037 | ORIGINAL | CT | 268 | 2000-11-25 | CT, SOFT TISSUE NECK W | CONTRAST120CC@3CC/S,90S DELAY | 2 | GE MEDICAL SYSTEMS | LightSpeed Plus | LightSpeedApps2.4.2_H2.4M5 | CT Image Storage | 140 | HELICAL MODE | 500 | 250 | 949.075 | 0 | CW | 1782 | [9 empty] | 1.3.6.1.4.1.14519.5.2.1.1706.8040.264766859230812271675849917759 | 1.3.6.1.4.1.14519.5.2.1.1706.8040.157309760723194556847049180873 | TCIA | 10.7937/K9/TCIA.2017.umz8dv6s
HNSCC-01-0037 | ORIGINAL | CT | 76 | 2000-11-25 | CT, SOFT TISSUE NECK W | Recon 2: ANGLED ORAL, NO IV | 5 | GE MEDICAL SYSTEMS | LightSpeed Plus | LightSpeedApps2.4.2_H2.4M5 | CT Image Storage | 120 | AXIAL MODE | 250 | 250 | 949.075 | -18 | CW | 1000 | [9 empty] | 1.3.6.1.4.1.14519.5.2.1.1706.8040.264766859230812271675849917759 | 1.3.6.1.4.1.14519.5.2.1.1706.8040.181707662534622226144029399983 | TCIA | 10.7937/K9/TCIA.2017.umz8dv6s
HNSCC-01-0037 | ORIGINAL | CT | 268 | 2000-11-25 | CT, SOFT TISSUE NECK W | Recon 2: CONTRAST120CC@3CC/S,90 | 3 | GE MEDICAL SYSTEMS | LightSpeed Plus | LightSpeedApps2.4.2_H2.4M5 | CT Image Storage | 140 | HELICAL MODE | 500 | 250 | 949.075 | 0 | CW | 1782 | [9 empty] | 1.3.6.1.4.1.14519.5.2.1.1706.8040.264766859230812271675849917759 | 1.3.6.1.4.1.14519.5.2.1.1706.8040.254713350847998856577582064788 | TCIA | 10.7937/K9/TCIA.2017.umz8dv6s
HNSCC-01-0037 | ORIGINAL | CT | 2 | 2000-11-25 | CT, SOFT TISSUE NECK W | SCOUT N-23 | 1 | GE MEDICAL SYSTEMS | LightSpeed Plus | LightSpeedApps2.4.2_H2.4M5 | CT Image Storage | 120 | SCOUT MODE | 500 |  | 949.075 | 0 | CW | 327 | [9 empty] | 1.3.6.1.4.1.14519.5.2.1.1706.8040.264766859230812271675849917759 | 1.3.6.1.4.1.14519.5.2.1.1706.8040.293870244128300387766959354098 | TCIA | 10.7937/K9/TCIA.2017.umz8dv6s
HNSCC-01-0038 | ORIGINAL | PT | 127 | 2002-03-10 | PET/CT HEAD&NECK CA IN | pet_ac_3d | 11 | GE MEDICAL SYSTEMS | Discovery RX | 41.04 | Positron Emission Tomography Image Storage | [9 empty] | FDG -- fluorodeoxyglucose | 383272160 | 6588 | 0.97 | CYLINDRICAL RING | 700\153 | NONE | 700 | 1.3.6.1.4.1.14519.5.2.1.1706.8040.308748539838315109173803358827 | 1.3.6.1.4.1.14519.5.2.1.1706.8040.176301243321591564781278961203 | TCIA | 10.7937/K9/TCIA.2017.umz8dv6s
HNSCC-01-0038 | ORIGINAL | CT | 207 | 2002-03-10 | PET/CT HEAD&NECK CA IN | CT Atten soft | 2 | GE MEDICAL SYSTEMS | Discovery RX | 07MWHL36.4 | CT Image Storage | 120 | HELICAL MODE | 500 | 500 | 949.075 | 0 | CW | 566 | 27.5 | [8 empty] | 1.3.6.1.4.1.14519.5.2.1.1706.8040.308748539838315109173803358827 | 1.3.6.1.4.1.14519.5.2.1.1706.8040.247390325597887333956077327368 | TCIA | 10.7937/K9/TCIA.2017.umz8dv6s
HNSCC-01-0038 | ORIGINAL | PT | 207 | 2002-03-10 | PET/CT HEAD&NECK CA IN | pet_ac_3d | 5 | GE MEDICAL SYSTEMS | Discovery RX | 41.04 | Positron Emission Tomography Image Storage | [9 empty] | FDG -- fluorodeoxyglucose | 383272160 | 6588 | 0.97 | CYLINDRICAL RING | 700\153 | NONE | 700 | 1.3.6.1.4.1.14519.5.2.1.1706.8040.308748539838315109173803358827 | 1.3.6.1.4.1.14519.5.2.1.1706.8040.259361461794338839713623707396 | TCIA | 10.7937/K9/TCIA.2017.umz8dv6s
HNSCC-01-0038 | ORIGINAL | PT | 127 | 2002-03-10 | PET/CT HEAD&NECK CA IN | PET_NO AC 3DIR | 10 | GE MEDICAL SYSTEMS | Discovery RX | 41.04 | Positron Emission Tomography Image Storage | [9 empty] | FDG -- fluorodeoxyglucose | 383272160 | 6588 | 0.97 | CYLINDRICAL RING | 700\153 | NONE | 700 | 1.3.6.1.4.1.14519.5.2.1.1706.8040.308748539838315109173803358827 | 1.3.6.1.4.1.14519.5.2.1.1706.8040.446076145209767522061324481404 | TCIA | 10.7937/K9/TCIA.2017.umz8dv6s
HNSCC-01-0038 | ORIGINAL | PT | 207 | 2002-03-10 | PET/CT HEAD&NECK CA IN | PET_NO AC 3DIR | 4 | GE MEDICAL SYSTEMS | Discovery RX | 41.04 | Positron Emission Tomography Image Storage | [9 empty] | FDG -- fluorodeoxyglucose | 383272160 | 6588 | 0.97 | CYLINDRICAL RING | 700\153 | NONE | 700 | 1.3.6.1.4.1.14519.5.2.1.1706.8040.308748539838315109173803358827 | 1.3.6.1.4.1.14519.5.2.1.1706.8040.452630491516856577743947768241 | TCIA | 10.7937/K9/TCIA.2017.umz8dv6s
HNSCC-01-0038 | NULL | RTDOSE | 1 | 2002-06-04 | RT SIMULATION | NULL | 1 | ADAC | Pinnacle3 | 9.8 | RT Dose Storage | [17 empty] | 1.3.6.1.4.1.14519.5.2.1.1706.8040.233048011497872936794677785587 | 1.3.6.1.4.1.14519.5.2.1.1706.8040.112326273396194284216692237409 | TCIA | 10.7937/K9/TCIA.2017.umz8dv6s
HNSCC-01-0038 | NULL | RTSTRUCT | 1 | 2002-06-04 | RT SIMULATION | NULL | 1 | ADAC | Pinnacle3 | 9.8 | RT Structure Set Storage | [17 empty] | 1.3.6.1.4.1.14519.5.2.1.1706.8040.233048011497872936794677785587 | 1.3.6.1.4.1.14519.5.2.1.1706.8040.210813181962245900202034748557 | TCIA | 10.7937/K9/TCIA.2017.umz8dv6s
HNSCC-01-0038 | NULL | RTPLAN | 1 | 2002-06-04 | RT SIMULATION | NULL | 1 | ADAC | Pinnacle3 | 9.8 | RT Plan Storage | [17 empty] | 1.3.6.1.4.1.14519.5.2.1.1706.8040.233048011497872936794677785587 | 1.3.6.1.4.1.14519.5.2.1.1706.8040.314504392237044614278441265697 | TCIA | 10.7937/K9/TCIA.2017.umz8dv6s
HNSCC-01-0038 | ORIGINAL | CT | 154 | 2002-06-04 | RT SIMULATION | NULL | 4 | Philips | Mx8000 IDT 16 | 4.2.1 | CT Image Storage | 120 | HELIX | 500 | 500 |  | 0 | CW | [10 empty] | 1.3.6.1.4.1.14519.5.2.1.1706.8040.233048011497872936794677785587 | 1.3.6.1.4.1.14519.5.2.1.1706.8040.637306434076839313214599442367 | TCIA | 10.7937/K9/TCIA.2017.umz8dv6s
HNSCC-01-0038 | ORIGINAL | CT | 207 | 2002-10-19 | PET/CT HEAD & NECK CA | CT Atten soft | 2 | GE MEDICAL SYSTEMS | Discovery RX | 07MWHL36.4 | CT Image Storage | 120 | HELICAL MODE | 500 | 500 | 949.075 | 0 | CW | 566 | 27.5 | [8 empty] | 1.3.6.1.4.1.14519.5.2.1.1706.8040.206708934353336431285070665888 | 1.3.6.1.4.1.14519.5.2.1.1706.8040.140717424325702819401977327933 | TCIA | 10.7937/K9/TCIA.2017.umz8dv6s
HNSCC-01-0038 | ORIGINAL | PT | 207 | 2002-10-19 | PET/CT HEAD & NECK CA | pet_ac_3d | 5 | GE MEDICAL SYSTEMS | Discovery RX | 41.04 | Positron Emission Tomography Image Storage | [9 empty] | FDG -- fluorodeoxyglucose | 396444896 | 6588 | 0.97 | CYLINDRICAL RING | 700\153 | NONE | 700 | 1.3.6.1.4.1.14519.5.2.1.1706.8040.206708934353336431285070665888 | 1.3.6.1.4.1.14519.5.2.1.1706.8040.176154553455768315509665637318 | TCIA | 10.7937/K9/TCIA.2017.umz8dv6s
HNSCC-01-0038 | ORIGINAL | PT | 127 | 2002-10-19 | PET/CT HEAD & NECK CA | pet_ac_3d_H&N | 11 | GE MEDICAL SYSTEMS | Discovery RX | 41.04 | Positron Emission Tomography Image Storage | [9 empty] | FDG -- fluorodeoxyglucose | 396444896 | 6588 | 0.97 | CYLINDRICAL RING | 700\153 | NONE | 700 | 1.3.6.1.4.1.14519.5.2.1.1706.8040.206708934353336431285070665888 | 1.3.6.1.4.1.14519.5.2.1.1706.8040.225999577261907946976416559105 | TCIA | 10.7937/K9/TCIA.2017.umz8dv6s
HNSCC-01-0038 | ORIGINAL | PT | 207 | 2002-10-19 | PET/CT HEAD & NECK CA | PET_NO AC 3DIR | 4 | GE MEDICAL SYSTEMS | Discovery RX | 41.04 | Positron Emission Tomography Image Storage | [9 empty] | FDG -- fluorodeoxyglucose | 396444896 | 6588 | 0.97 | CYLINDRICAL RING | 700\153 | NONE | 700 | 1.3.6.1.4.1.14519.5.2.1.1706.8040.206708934353336431285070665888 | 1.3.6.1.4.1.14519.5.2.1.1706.8040.232203460672661477764008851303 | TCIA | 10.7937/K9/TCIA.2017.umz8dv6s
HNSCC-01-0038 | ORIGINAL | PT | 127 | 2002-10-19 | PET/CT HEAD & NECK CA | PET_NO AC 3DIR_H&N | 10 | GE MEDICAL SYSTEMS | Discovery RX | 41.04 | Positron Emission Tomography Image Storage | [9 empty] | FDG -- fluorodeoxyglucose | 396444896 | 6588 | 0.97 | CYLINDRICAL RING | 700\153 | NONE | 700 | 1.3.6.1.4.1.14519.5.2.1.1706.8040.206708934353336431285070665888 | 1.3.6.1.4.1.14519.5.2.1.1706.8040.237815707479791307741526562388 | TCIA | 10.7937/K9/TCIA.2017.umz8dv6s
HNSCC-01-0039 | DERIVED | PT | 150 | 1998-12-08 | PET/CT HEAD & NECK CA | PETCoronal | 601 | GE MEDICAL SYSTEMS | Discovery STE | 41.03 | Positron Emission Tomography Image Storage | [9 empty] | FDG -- fluorodeoxyglucose | 680128640 | 6588 | 0.97 | CYLINDRICAL RING | 700\153 | RING | 725.9 | 1.3.6.1.4.1.14519.5.2.1.1706.8040.764741745878165432655672419910 | 1.3.6.1.4.1.14519.5.2.1.1706.8040.203139636585236229238341660859 | TCIA | 10.7937/K9/TCIA.2017.umz8dv6s
HNSCC-01-0039 | DERIVED | PT | 150 | 1998-12-08 | PET/CT HEAD & NECK CA | PETCoronal | 601 | GE MEDICAL SYSTEMS | Discovery STE | 41.03 | Positron Emission Tomography Image Storage | [9 empty] | FDG -- fluorodeoxyglucose | 680128640 | 6588 | 0.97 | CYLINDRICAL RING | 700\153 | RING | 700 | 1.3.6.1.4.1.14519.5.2.1.1706.8040.276741666877643138950638633564 | 1.3.6.1.4.1.14519.5.2.1.1706.8040.307851515994064687130128905786 | TCIA | 10.7937/K9/TCIA.2017.umz8dv6s
HNSCC-01-0039 | ORIGINAL | PT | 223 | 1998-12-08 | PET/CT HEAD & NECK CA | PET AC | 4 | GE MEDICAL SYSTEMS | Discovery STE | 41.03 | Positron Emission Tomography Image Storage | [9 empty] | FDG -- fluorodeoxyglucose | 680128640 | 6588 | 0.97 | CYLINDRICAL RING | 700\153 | RING | 700 | 1.3.6.1.4.1.14519.5.2.1.1706.8040.764741745878165432655672419910 | 1.3.6.1.4.1.14519.5.2.1.1706.8040.100873429821647460991684903638 | TCIA | 10.7937/K9/TCIA.2017.umz8dv6s
HNSCC-01-0039 | ORIGINAL | PT | 91 | 1998-12-08 | PET/CT HEAD & NECK CA | PET AC | 4 | GE MEDICAL SYSTEMS | Discovery STE | 41.03 | Positron Emission Tomography Image Storage | [9 empty] | FDG -- fluorodeoxyglucose | 680128640 | 6588 | 0.97 | CYLINDRICAL RING | 700\153 | RING | 700 | 1.3.6.1.4.1.14519.5.2.1.1706.8040.276741666877643138950638633564 | 1.3.6.1.4.1.14519.5.2.1.1706.8040.196142988282611078324685762651 | TCIA | 10.7937/K9/TCIA.2017.umz8dv6s
HNSCC-01-0039 | ORIGINAL | PT | 223 | 1998-12-08 | PET/CT HEAD & NECK CA | PET NO AC | 5 | GE MEDICAL SYSTEMS | Discovery STE | 41.03 | Positron Emission Tomography Image Storage | [9 empty] | FDG -- fluorodeoxyglucose | 680128640 | 6588 | 0.97 | CYLINDRICAL RING | 700\153 | RING | 700 | 1.3.6.1.4.1.14519.5.2.1.1706.8040.764741745878165432655672419910 | 1.3.6.1.4.1.14519.5.2.1.1706.8040.287905836491532856862944262121 | TCIA | 10.7937/K9/TCIA.2017.umz8dv6s
HNSCC-01-0039 | ORIGINAL | PT | 91 | 1998-12-08 | PET/CT HEAD & NECK CA | PET NO AC | 5 | GE MEDICAL SYSTEMS | Discovery STE | 41.03 | Positron Emission Tomography Image Storage | [9 empty] | FDG -- fluorodeoxyglucose | 680128640 | 6588 | 0.97 | CYLINDRICAL RING | 700\153 | RING | 700 | 1.3.6.1.4.1.14519.5.2.1.1706.8040.276741666877643138950638633564 | 1.3.6.1.4.1.14519.5.2.1.1706.8040.320668327231190455225228530655 | TCIA | 10.7937/K9/TCIA.2017.umz8dv6s
HNSCC-01-0039 | ORIGINAL | CT | 223 | 1998-12-08 | PET/CT HEAD & NECK CA | CT Atten Cor Head IN | 2 | GE MEDICAL SYSTEMS | Discovery STE | petct_hl.60a | CT Image Storage | 120 | HELICAL MODE | 500 | 500 | 949.075 | 0 | CW | 566 | [9 empty] | 1.3.6.1.4.1.14519.5.2.1.1706.8040.764741745878165432655672419910 | 1.3.6.1.4.1.14519.5.2.1.1706.8040.388196612168744067092600811271 | TCIA | 10.7937/K9/TCIA.2017.umz8dv6s
HNSCC-01-0039 | NULL | RTDOSE | 1 | 1998-12-14 | RT SIMULATION | NULL | 1 | ADAC | Pinnacle3 | 9.8 | RT Dose Storage | [17 empty] | 1.3.6.1.4.1.14519.5.2.1.1706.8040.486316285807265920219339026503 | 1.3.6.1.4.1.14519.5.2.1.1706.8040.103278878012287681582437839598 | TCIA | 10.7937/K9/TCIA.2017.umz8dv6s
HNSCC-01-0039 | NULL | RTSTRUCT | 1 | 1998-12-14 | RT SIMULATION | NULL | 1 | ADAC | Pinnacle3 | 9.8 | RT Structure Set Storage | [17 empty] | 1.3.6.1.4.1.14519.5.2.1.1706.8040.486316285807265920219339026503 | 1.3.6.1.4.1.14519.5.2.1.1706.8040.112715330907264240874788853991 | TCIA | 10.7937/K9/TCIA.2017.umz8dv6s
HNSCC-01-0039 | NULL | RTPLAN | 1 | 1998-12-14 | RT SIMULATION | NULL | 1 | ADAC | Pinnacle3 | 9.8 | RT Plan Storage | [17 empty] | 1.3.6.1.4.1.14519.5.2.1.1706.8040.486316285807265920219339026503 | 1.3.6.1.4.1.14519.5.2.1.1706.8040.185281183787567272100747683526 | TCIA | 10.7937/K9/TCIA.2017.umz8dv6s
HNSCC-01-0039 | ORIGINAL | CT | 140 | 1998-12-14 | RT SIMULATION | NULL | NULL | Philips Medical Systems | PQ5000 | 4.9.1/5.0.2 | CT Image Storage | 130 |  | 480 | 480 |  | 0 | CC | [10 empty] | 1.3.6.1.4.1.14519.5.2.1.1706.8040.486316285807265920219339026503 | 1.3.6.1.4.1.14519.5.2.1.1706.8040.771973432419292477664936606010 | TCIA | 10.7937/K9/TCIA.2017.umz8dv6s
HNSCC-01-0039 | DERIVED | PT | 150 | 1999-04-20 | PET/CT HEAD & NECK CA | PETCoronal | 601 | GE MEDICAL SYSTEMS | Discovery STE | 41.04 | Positron Emission Tomography Image Storage | [9 empty] | FDG -- fluorodeoxyglucose | 535603680 | 6588 | 0.97 | CYLINDRICAL RING | 700\153 | RING | 725.9 | 1.3.6.1.4.1.14519.5.2.1.1706.8040.289951848332299005169776235772 | 1.3.6.1.4.1.14519.5.2.1.1706.8040.150059839168272749332483701970 | TCIA | 10.7937/K9/TCIA.2017.umz8dv6s
HNSCC-01-0039 | DERIVED | PT | 150 | 1999-04-20 | PET/CT HEAD & NECK CA | PETCoronal | 601 | GE MEDICAL SYSTEMS | Discovery STE | 41.04 | Positron Emission Tomography Image Storage | [9 empty] | FDG -- fluorodeoxyglucose | 535603680 | 6588 | 0.97 | CYLINDRICAL RING | 700\153 | RING | 700 | 1.3.6.1.4.1.14519.5.2.1.1706.8040.189001614601926405684589925476 | 1.3.6.1.4.1.14519.5.2.1.1706.8040.269914864454870807787347603493 | TCIA | 10.7937/K9/TCIA.2017.umz8dv6s
HNSCC-01-0039 | ORIGINAL | PT | 223 | 1999-04-20 | PET/CT HEAD & NECK CA | PET_AC | 4 | GE MEDICAL SYSTEMS | Discovery STE | 41.04 | Positron Emission Tomography Image Storage | [9 empty] | FDG -- fluorodeoxyglucose | 535603680 | 6588 | 0.97 | CYLINDRICAL RING | 700\153 | RING | 700 | 1.3.6.1.4.1.14519.5.2.1.1706.8040.289951848332299005169776235772 | 1.3.6.1.4.1.14519.5.2.1.1706.8040.120523912182118300202428257457 | TCIA | 10.7937/K9/TCIA.2017.umz8dv6s
HNSCC-01-0039 | ORIGINAL | PT | 223 | 1999-04-20 | PET/CT HEAD & NECK CA | PET_NAC | 5 | GE MEDICAL SYSTEMS | Discovery STE | 41.04 | Positron Emission Tomography Image Storage | [9 empty] | FDG -- fluorodeoxyglucose | 535603680 | 6588 | 0.97 | CYLINDRICAL RING | 700\153 | RING | 700 | 1.3.6.1.4.1.14519.5.2.1.1706.8040.289951848332299005169776235772 | 1.3.6.1.4.1.14519.5.2.1.1706.8040.240470903160357521901324897901 | TCIA | 10.7937/K9/TCIA.2017.umz8dv6s
HNSCC-01-0039 | ORIGINAL | CT | 223 | 1999-04-20 | PET/CT HEAD & NECK CA | CT Atten Cor Head IN | 2 | GE MEDICAL SYSTEMS | Discovery STE | pet_vct_hp.80 | CT Image Storage | 120 | HELICAL MODE | 500 | 500 | 949.075 | 0 | CW | 566 | 27.5 | [8 empty] | 1.3.6.1.4.1.14519.5.2.1.1706.8040.289951848332299005169776235772 | 1.3.6.1.4.1.14519.5.2.1.1706.8040.285989571026870752908796379577 | TCIA | 10.7937/K9/TCIA.2017.umz8dv6s
HNSCC-01-0039 | ORIGINAL | PT | 91 | 1999-04-20 | PET/CT HEAD & NECK CA | PET_NAC | 6 | GE MEDICAL SYSTEMS | Discovery STE | 41.04 | Positron Emission Tomography Image Storage | [9 empty] | FDG -- fluorodeoxyglucose | 535603680 | 6588 | 0.97 | CYLINDRICAL RING | 700\153 | RING | 700 | 1.3.6.1.4.1.14519.5.2.1.1706.8040.189001614601926405684589925476 | 1.3.6.1.4.1.14519.5.2.1.1706.8040.320738385755794376692231137375 | TCIA | 10.7937/K9/TCIA.2017.umz8dv6s
HNSCC-01-0039 | ORIGINAL | PT | 91 | 1999-04-20 | PET/CT HEAD & NECK CA | PET_AC | 5 | GE MEDICAL SYSTEMS | Discovery STE | 41.04 | Positron Emission Tomography Image Storage | [9 empty] | FDG -- fluorodeoxyglucose | 535603680 | 6588 | 0.97 | CYLINDRICAL RING | 700\153 | RING | 700 | 1.3.6.1.4.1.14519.5.2.1.1706.8040.189001614601926405684589925476 | 1.3.6.1.4.1.14519.5.2.1.1706.8040.591127771447740128657239509937 | TCIA | 10.7937/K9/TCIA.2017.umz8dv6s
HNSCC-01-0040 | ORIGINAL | PT | 223 | 1998-12-05 | PET/CT HEAD&NECK CA IN | PET AC | 1 | GE MEDICAL SYSTEMS | Discovery HR | 36.14 | Positron Emission Tomography Image Storage | [9 empty] | FDG -- fluorodeoxyglucose | 696433152 | 6588 | 0.97 | CYLINDRICAL RING | 700\157 | RING | 700 | 1.3.6.1.4.1.14519.5.2.1.1706.8040.322041041115872711801743985616 | 1.3.6.1.4.1.14519.5.2.1.1706.8040.172431954749455449558928743746 | TCIA | 10.7937/K9/TCIA.2017.umz8dv6s
HNSCC-01-0040 | ORIGINAL | PT | 128 | 1998-12-05 | PET/CT HEAD&NECK CA IN | PET AC | 344198250 | GE MEDICAL SYSTEMS | NULL | 36.14 | Positron Emission Tomography Image Storage | [9 empty] | FDG -- fluorodeoxyglucose | 709289978.0273 | 6588 | 0.97 | CYLINDRICAL RING | 700\157 | RING | 700 | 1.3.6.1.4.1.14519.5.2.1.1706.8040.322041041115872711801743985616 | 1.3.6.1.4.1.14519.5.2.1.1706.8040.194230817189719423625838656241 | TCIA | 10.7937/K9/TCIA.2017.umz8dv6s
HNSCC-01-0040 | ORIGINAL | PT | 60 | 1998-12-05 | PET/CT HEAD&NECK CA IN | MIP | 123 | GE MEDICAL SYSTEMS | NULL | 36.14 | Positron Emission Tomography Image Storage | [9 empty] | FDG -- fluorodeoxyglucose | 709289978.0273 | 6588 | 0.97 | CYLINDRICAL RING | 700\157 | RING | 700 | 1.3.6.1.4.1.14519.5.2.1.1706.8040.322041041115872711801743985616 | 1.3.6.1.4.1.14519.5.2.1.1706.8040.209224494960879184078881289170 | TCIA | 10.7937/K9/TCIA.2017.umz8dv6s
HNSCC-01-0040 | ORIGINAL | CT | 223 | 1998-12-05 | PET/CT HEAD&NECK CA IN | CT Atten Cor Head IN | 2 | GE MEDICAL SYSTEMS | Discovery HR | LightSpeedverrel | CT Image Storage | 120 | HELICAL MODE | 500 | 500 | 949.075 | 0 | CW | 566 | [9 empty] | 1.3.6.1.4.1.14519.5.2.1.1706.8040.322041041115872711801743985616 | 1.3.6.1.4.1.14519.5.2.1.1706.8040.233406477870319770806116263799 | TCIA | 10.7937/K9/TCIA.2017.umz8dv6s
HNSCC-01-0040 | ORIGINAL | PT | 91 | 1998-12-05 | PET/CT HEAD&NECK CA IN | PET NO AC | 2 | GE MEDICAL SYSTEMS | Discovery HR | 36.14 | Positron Emission Tomography Image Storage | [9 empty] | FDG -- fluorodeoxyglucose | 696433152 | 6588 | 0.97 | CYLINDRICAL RING | 700\157 | RING | 700 | 1.3.6.1.4.1.14519.5.2.1.1706.8040.229544370619598439075574251275 | 1.3.6.1.4.1.14519.5.2.1.1706.8040.235318708653571770694281758967 | TCIA | 10.7937/K9/TCIA.2017.umz8dv6s
HNSCC-01-0040 | ORIGINAL | PT | 223 | 1998-12-05 | PET/CT HEAD&NECK CA IN | PET NO AC | 2 | GE MEDICAL SYSTEMS | Discovery HR | 36.14 | Positron Emission Tomography Image Storage | [9 empty] | FDG -- fluorodeoxyglucose | 696433152 | 6588 | 0.97 | CYLINDRICAL RING | 700\157 | RING | 700 | 1.3.6.1.4.1.14519.5.2.1.1706.8040.322041041115872711801743985616 | 1.3.6.1.4.1.14519.5.2.1.1706.8040.262517670960544837480353965163 | TCIA | 10.7937/K9/TCIA.2017.umz8dv6s
HNSCC-01-0040 | ORIGINAL | PT | 91 | 1998-12-05 | PET/CT HEAD&NECK CA IN | PET AC | 1 | GE MEDICAL SYSTEMS | Discovery HR | 36.14 | Positron Emission Tomography Image Storage | [9 empty] | FDG -- fluorodeoxyglucose | 696433152 | 6588 | 0.97 | CYLINDRICAL RING | 700\157 | RING | 700 | 1.3.6.1.4.1.14519.5.2.1.1706.8040.229544370619598439075574251275 | 1.3.6.1.4.1.14519.5.2.1.1706.8040.305544445015806319550661483021 | TCIA | 10.7937/K9/TCIA.2017.umz8dv6s
HNSCC-01-0040 | ORIGINAL | CT | 223 | 1998-12-05 | PET/CT HEAD&NECK CA IN | Recon 2: CT Atten Cor Head IN | 3 | GE MEDICAL SYSTEMS | Discovery HR | LightSpeedverrel | CT Image Storage | 120 | HELICAL MODE | 500 | 500 | 949.075 | 0 | CW | 566 | [9 empty] | 1.3.6.1.4.1.14519.5.2.1.1706.8040.322041041115872711801743985616 | 1.3.6.1.4.1.14519.5.2.1.1706.8040.317660329216109919839988289439 | TCIA | 10.7937/K9/TCIA.2017.umz8dv6s
HNSCC-01-0040 | ORIGINAL | PT | 128 | 1998-12-05 | PET/CT HEAD&NECK CA IN | PET AC | 999133040 | GE MEDICAL SYSTEMS | NULL | 36.14 | Positron Emission Tomography Image Storage | [9 empty] | FDG -- fluorodeoxyglucose | 709289978.0273 | 6588 | 0.97 | CYLINDRICAL RING | 700\157 | RING | 700 | 1.3.6.1.4.1.14519.5.2.1.1706.8040.229544370619598439075574251275 | 1.3.6.1.4.1.14519.5.2.1.1706.8040.328503317231343677950834394358 | TCIA | 10.7937/K9/TCIA.2017.umz8dv6s
HNSCC-01-0040 | ORIGINAL | PT | 60 | 1998-12-05 | PET/CT HEAD&NECK CA IN | MIP | 123 | GE MEDICAL SYSTEMS | NULL | 36.14 | Positron Emission Tomography Image Storage | [9 empty] | FDG -- fluorodeoxyglucose | 709289978.0273 | 6588 | 0.97 | CYLINDRICAL RING | 700\157 | RING | 700 | 1.3.6.1.4.1.14519.5.2.1.1706.8040.229544370619598439075574251275 | 1.3.6.1.4.1.14519.5.2.1.1706.8040.333047984007043606141505356623 | TCIA | 10.7937/K9/TCIA.2017.umz8dv6s
HNSCC-01-0040 | NULL | RTPLAN | 1 | 1998-12-12 | RT SIMULATION | NULL | 1 | ADAC | Pinnacle3 | 9.8 | RT Plan Storage | [17 empty] | 1.3.6.1.4.1.14519.5.2.1.1706.8040.127092739153301980801139935323 | 1.3.6.1.4.1.14519.5.2.1.1706.8040.102391542264369683870275999620 | TCIA | 10.7937/K9/TCIA.2017.umz8dv6s
HNSCC-01-0040 | NULL | RTSTRUCT | 1 | 1998-12-12 | RT SIMULATION | NULL | 1 | ADAC | Pinnacle3 | 9.8 | RT Structure Set Storage | [17 empty] | 1.3.6.1.4.1.14519.5.2.1.1706.8040.127092739153301980801139935323 | 1.3.6.1.4.1.14519.5.2.1.1706.8040.285067088258910728961024275667 | TCIA | 10.7937/K9/TCIA.2017.umz8dv6s
HNSCC-01-0040 | NULL | RTDOSE | 1 | 1998-12-12 | RT SIMULATION | NULL | 1 | ADAC | Pinnacle3 | 9.8 | RT Dose Storage | [17 empty] | 1.3.6.1.4.1.14519.5.2.1.1706.8040.127092739153301980801139935323 | 1.3.6.1.4.1.14519.5.2.1.1706.8040.286060485106468714828950206090 | TCIA | 10.7937/K9/TCIA.2017.umz8dv6s
HNSCC-01-0040 | ORIGINAL | CT | 130 | 1998-12-12 | RT SIMULATION | NULL | NULL | Philips Medical Systems | PQ5000 | 4.9.1/5.0.2 | CT Image Storage | 130 |  | 480 | 480 |  | 0 | CC | [10 empty] | 1.3.6.1.4.1.14519.5.2.1.1706.8040.127092739153301980801139935323 | 1.3.6.1.4.1.14519.5.2.1.1706.8040.265063195103308906131396911321 | TCIA | 10.7937/K9/TCIA.2017.umz8dv6s
HNSCC-01-0040 | DERIVED | PT | 150 | 1999-04-05 | PET/CT HEAD & NECK CA | PETCoronal | 601 | GE MEDICAL SYSTEMS | Discovery STE | 41.04 | Positron Emission Tomography Image Storage | [9 empty] | FDG -- fluorodeoxyglucose | 482332160 | 6588 | 0.97 | CYLINDRICAL RING | 700\153 | RING | 725.9 | 1.3.6.1.4.1.14519.5.2.1.1706.8040.249114570534484317542603347811 | 1.3.6.1.4.1.14519.5.2.1.1706.8040.201029895304775517448049286462 | TCIA | 10.7937/K9/TCIA.2017.umz8dv6s
HNSCC-01-0040 | DERIVED | PT | 150 | 1999-04-05 | PET/CT HEAD & NECK CA | PETCoronal | 601 | GE MEDICAL SYSTEMS | Discovery STE | 41.04 | Positron Emission Tomography Image Storage | [9 empty] | FDG -- fluorodeoxyglucose | 482332160 | 6588 | 0.97 | CYLINDRICAL RING | 700\153 | RING | 700 | 1.3.6.1.4.1.14519.5.2.1.1706.8040.919564490090767966773524504139 | 1.3.6.1.4.1.14519.5.2.1.1706.8040.863032997908532035730031541734 | TCIA | 10.7937/K9/TCIA.2017.umz8dv6s
HNSCC-01-0040 | ORIGINAL | PT | 91 | 1999-04-05 | PET/CT HEAD & NECK CA | PET_NAC | 6 | GE MEDICAL SYSTEMS | Discovery STE | 41.04 | Positron Emission Tomography Image Storage | [9 empty] | FDG -- fluorodeoxyglucose | 482332160 | 6588 | 0.97 | CYLINDRICAL RING | 700\153 | RING | 700 | 1.3.6.1.4.1.14519.5.2.1.1706.8040.919564490090767966773524504139 | 1.3.6.1.4.1.14519.5.2.1.1706.8040.171743599244041486877548617324 | TCIA | 10.7937/K9/TCIA.2017.umz8dv6s
HNSCC-01-0040 | ORIGINAL | PT | 223 | 1999-04-05 | PET/CT HEAD & NECK CA | PET_NAC | 5 | GE MEDICAL SYSTEMS | Discovery STE | 41.04 | Positron Emission Tomography Image Storage | [9 empty] | FDG -- fluorodeoxyglucose | 482332160 | 6588 | 0.97 | CYLINDRICAL RING | 700\153 | RING | 700 | 1.3.6.1.4.1.14519.5.2.1.1706.8040.249114570534484317542603347811 | 1.3.6.1.4.1.14519.5.2.1.1706.8040.212427023918039972344906426822 | TCIA | 10.7937/K9/TCIA.2017.umz8dv6s
HNSCC-01-0040 | ORIGINAL | CT | 223 | 1999-04-05 | PET/CT HEAD & NECK CA | CT Atten Cor Head IN | 2 | GE MEDICAL SYSTEMS | Discovery STE | pet_vct_hp.80 | CT Image Storage | 120 | HELICAL MODE | 500 | 500 | 949.075 | 0 | CW | 566 | 27.5 | [8 empty] | 1.3.6.1.4.1.14519.5.2.1.1706.8040.249114570534484317542603347811 | 1.3.6.1.4.1.14519.5.2.1.1706.8040.223278081869835546643773636905 | TCIA | 10.7937/K9/TCIA.2017.umz8dv6s
HNSCC-01-0040 | ORIGINAL | PT | 91 | 1999-04-05 | PET/CT HEAD & NECK CA | PET_AC | 5 | GE MEDICAL SYSTEMS | Discovery STE | 41.04 | Positron Emission Tomography Image Storage | [9 empty] | FDG -- fluorodeoxyglucose | 482332160 | 6588 | 0.97 | CYLINDRICAL RING | 700\153 | RING | 700 | 1.3.6.1.4.1.14519.5.2.1.1706.8040.919564490090767966773524504139 | 1.3.6.1.4.1.14519.5.2.1.1706.8040.265324518728383059778134442319 | TCIA | 10.7937/K9/TCIA.2017.umz8dv6s
HNSCC-01-0040 | ORIGINAL | PT | 223 | 1999-04-05 | PET/CT HEAD & NECK CA | PET_AC | 4 | GE MEDICAL SYSTEMS | Discovery STE | 41.04 | Positron Emission Tomography Image Storage | [9 empty] | FDG -- fluorodeoxyglucose | 482332160 | 6588 | 0.97 | CYLINDRICAL RING | 700\153 | RING | 700 | 1.3.6.1.4.1.14519.5.2.1.1706.8040.249114570534484317542603347811 | 1.3.6.1.4.1.14519.5.2.1.1706.8040.405471229820504653153983769698 | TCIA | 10.7937/K9/TCIA.2017.umz8dv6s
HNSCC-01-0041 | NULL | RTPLAN | 1 | 1999-01-11 | RT SIMULATION | NULL | 1 | ADAC | Pinnacle3 | 9.8 | RT Plan Storage | [17 empty] | 1.3.6.1.4.1.14519.5.2.1.1706.8040.308918459152385051410293205541 | 1.3.6.1.4.1.14519.5.2.1.1706.8040.108570157707241811442339297745 | TCIA | 10.7937/K9/TCIA.2017.umz8dv6s
HNSCC-01-0041 | NULL | RTSTRUCT | 1 | 1999-01-11 | RT SIMULATION | NULL | 1 | ADAC | Pinnacle3 | 9.8 | RT Structure Set Storage | [17 empty] | 1.3.6.1.4.1.14519.5.2.1.1706.8040.308918459152385051410293205541 | 1.3.6.1.4.1.14519.5.2.1.1706.8040.169736746864533946013916179008 | TCIA | 10.7937/K9/TCIA.2017.umz8dv6s
HNSCC-01-0041 | NULL | RTDOSE | 1 | 1999-01-11 | RT SIMULATION | NULL | 1 | ADAC | Pinnacle3 | 9.8 | RT Dose Storage | [17 empty] | 1.3.6.1.4.1.14519.5.2.1.1706.8040.308918459152385051410293205541 | 1.3.6.1.4.1.14519.5.2.1.1706.8040.316668053289846974756564487691 | TCIA | 10.7937/K9/TCIA.2017.umz8dv6s
HNSCC-01-0041 | ORIGINAL | CT | 130 | 1999-01-11 | RT SIMULATION | NULL | NULL | Philips Medical Systems | PQ5000 | 4.9.1/5.0.2 | CT Image Storage | 130 |  | 480 | 480 |  | 0 | CC | [10 empty] | 1.3.6.1.4.1.14519.5.2.1.1706.8040.308918459152385051410293205541 | 1.3.6.1.4.1.14519.5.2.1.1706.8040.307035374578821547493289849867 | TCIA | 10.7937/K9/TCIA.2017.umz8dv6s
HNSCC-01-0041 | ORIGINAL | PT | 223 | 1999-01-18 | PET/CT HEAD&NECK CA IN | PET AC | 1 | GE MEDICAL SYSTEMS | Discovery HR | 36.14 | Positron Emission Tomography Image Storage | [9 empty] | FDG -- fluorodeoxyglucose | 722814272 | 6588 | 0.97 | CYLINDRICAL RING | 700\157 | RING | 700 | 1.3.6.1.4.1.14519.5.2.1.1706.8040.548534372494082078731329250502 | 1.3.6.1.4.1.14519.5.2.1.1706.8040.155973925629942284345997645708 | TCIA | 10.7937/K9/TCIA.2017.umz8dv6s
HNSCC-01-0041 | ORIGINAL | PT | 128 | 1999-01-18 | PET/CT HEAD&NECK CA IN | PET AC | 314849168 | GE MEDICAL SYSTEMS | NULL | 36.14 | Positron Emission Tomography Image Storage | [9 empty] | FDG -- fluorodeoxyglucose | 728900024.4141 | 6588 | 0.97 | CYLINDRICAL RING | 700\157 | RING | 700 | 1.3.6.1.4.1.14519.5.2.1.1706.8040.548534372494082078731329250502 | 1.3.6.1.4.1.14519.5.2.1.1706.8040.168026318879213607713543374399 | TCIA | 10.7937/K9/TCIA.2017.umz8dv6s
HNSCC-01-0041 | ORIGINAL | PT | 223 | 1999-01-18 | PET/CT HEAD&NECK CA IN | PET NO AC | 2 | GE MEDICAL SYSTEMS | Discovery HR | 36.14 | Positron Emission Tomography Image Storage | [9 empty] | FDG -- fluorodeoxyglucose | 722814272 | 6588 | 0.97 | CYLINDRICAL RING | 700\157 | RING | 700 | 1.3.6.1.4.1.14519.5.2.1.1706.8040.548534372494082078731329250502 | 1.3.6.1.4.1.14519.5.2.1.1706.8040.171931297031759688354845873529 | TCIA | 10.7937/K9/TCIA.2017.umz8dv6s
HNSCC-01-0041 | ORIGINAL | PT | 91 | 1999-01-18 | PET/CT HEAD&NECK CA IN | PET NO AC | 2 | GE MEDICAL SYSTEMS | Discovery HR | 36.14 | Positron Emission Tomography Image Storage | [9 empty] | FDG -- fluorodeoxyglucose | 722814272 | 6588 | 0.97 | CYLINDRICAL RING | 700\157 | RING | 700 | 1.3.6.1.4.1.14519.5.2.1.1706.8040.334981227279032319317857054635 | 1.3.6.1.4.1.14519.5.2.1.1706.8040.216191454276418848137618050441 | TCIA | 10.7937/K9/TCIA.2017.umz8dv6s
HNSCC-01-0041 | ORIGINAL | CT | 223 | 1999-01-18 | PET/CT HEAD&NECK CA IN | CT Atten Cor Head IN | 2 | GE MEDICAL SYSTEMS | Discovery HR | LightSpeedverrel | CT Image Storage | 120 | HELICAL MODE | 500 | 500 | 949.075 | 0 | CW | 566 | [9 empty] | 1.3.6.1.4.1.14519.5.2.1.1706.8040.548534372494082078731329250502 | 1.3.6.1.4.1.14519.5.2.1.1706.8040.235092244234628418543663482735 | TCIA | 10.7937/K9/TCIA.2017.umz8dv6s
HNSCC-01-0041 | ORIGINAL | PT | 60 | 1999-01-18 | PET/CT HEAD&NECK CA IN | MIP | 123 | GE MEDICAL SYSTEMS | NULL | 36.14 | Positron Emission Tomography Image Storage | [9 empty] | FDG -- fluorodeoxyglucose | 728900024.4141 | 6588 | 0.97 | CYLINDRICAL RING | 700\157 | RING | 700 | 1.3.6.1.4.1.14519.5.2.1.1706.8040.334981227279032319317857054635 | 1.3.6.1.4.1.14519.5.2.1.1706.8040.292082969861107507611102546100 | TCIA | 10.7937/K9/TCIA.2017.umz8dv6s
HNSCC-01-0041 | ORIGINAL | PT | 91 | 1999-01-18 | PET/CT HEAD&NECK CA IN | PET AC | 1 | GE MEDICAL SYSTEMS | Discovery HR | 36.14 | Positron Emission Tomography Image Storage | [9 empty] | FDG -- fluorodeoxyglucose | 722814272 | 6588 | 0.97 | CYLINDRICAL RING | 700\157 | RING | 700 | 1.3.6.1.4.1.14519.5.2.1.1706.8040.334981227279032319317857054635 | 1.3.6.1.4.1.14519.5.2.1.1706.8040.293509614793216262483501076798 | TCIA | 10.7937/K9/TCIA.2017.umz8dv6s
HNSCC-01-0041 | ORIGINAL | PT | 60 | 1999-01-18 | PET/CT HEAD&NECK CA IN | MIP | 123 | GE MEDICAL SYSTEMS | NULL | 36.14 | Positron Emission Tomography Image Storage | [9 empty] | FDG -- fluorodeoxyglucose | 728900024.4141 | 6588 | 0.97 | CYLINDRICAL RING | 700\157 | RING | 700 | 1.3.6.1.4.1.14519.5.2.1.1706.8040.548534372494082078731329250502 | 1.3.6.1.4.1.14519.5.2.1.1706.8040.415871810975769542193264202815 | TCIA | 10.7937/K9/TCIA.2017.umz8dv6s
HNSCC-01-0041 | ORIGINAL | PT | 128 | 1999-01-18 | PET/CT HEAD&NECK CA IN | PET AC | 421293845 | GE MEDICAL SYSTEMS | NULL | 36.14 | Positron Emission Tomography Image Storage | [9 empty] | FDG -- fluorodeoxyglucose | 728900024.4141 | 6588 | 0.97 | CYLINDRICAL RING | 700\157 | RING | 700 | 1.3.6.1.4.1.14519.5.2.1.1706.8040.334981227279032319317857054635 | 1.3.6.1.4.1.14519.5.2.1.1706.8040.596233812456163306012087045012 | TCIA | 10.7937/K9/TCIA.2017.umz8dv6s
HNSCC-01-0041 | DERIVED | PT | 150 | 1999-05-10 | PET/CT HEAD & NECK CA | PETCoronal | 601 | GE MEDICAL SYSTEMS | Discovery STE | 41.04 | Positron Emission Tomography Image Storage | [9 empty] | FDG -- fluorodeoxyglucose | 564440128 | 6588 | 0.97 | CYLINDRICAL RING | 700\153 | RING | 725.9 | 1.3.6.1.4.1.14519.5.2.1.1706.8040.102447965314766312427575282373 | 1.3.6.1.4.1.14519.5.2.1.1706.8040.252236454348734969720415891860 | TCIA | 10.7937/K9/TCIA.2017.umz8dv6s
HNSCC-01-0041 | DERIVED | PT | 150 | 1999-05-10 | PET/CT HEAD & NECK CA | PETCoronal | 601 | GE MEDICAL SYSTEMS | Discovery STE | 41.04 | Positron Emission Tomography Image Storage | [9 empty] | FDG -- fluorodeoxyglucose | 564440128 | 6588 | 0.97 | CYLINDRICAL RING | 700\153 | RING | 700 | 1.3.6.1.4.1.14519.5.2.1.1706.8040.179079542313761100776225661773 | 1.3.6.1.4.1.14519.5.2.1.1706.8040.292853638930184711931469908112 | TCIA | 10.7937/K9/TCIA.2017.umz8dv6s
HNSCC-01-0041 | ORIGINAL | PT | 223 | 1999-05-10 | PET/CT HEAD & NECK CA | PET_NAC | 5 | GE MEDICAL SYSTEMS | Discovery STE | 41.04 | Positron Emission Tomography Image Storage | [9 empty] | FDG -- fluorodeoxyglucose | 564440128 | 6588 | 0.97 | CYLINDRICAL RING | 700\153 | RING | 700 | 1.3.6.1.4.1.14519.5.2.1.1706.8040.102447965314766312427575282373 | 1.3.6.1.4.1.14519.5.2.1.1706.8040.190176671672714864214325851710 | TCIA | 10.7937/K9/TCIA.2017.umz8dv6s
HNSCC-01-0041 | ORIGINAL | PT | 91 | 1999-05-10 | PET/CT HEAD & NECK CA | PET_AC | 5 | GE MEDICAL SYSTEMS | Discovery STE | 41.04 | Positron Emission Tomography Image Storage | [9 empty] | FDG -- fluorodeoxyglucose | 564440128 | 6588 | 0.97 | CYLINDRICAL RING | 700\153 | RING | 700 | 1.3.6.1.4.1.14519.5.2.1.1706.8040.179079542313761100776225661773 | 1.3.6.1.4.1.14519.5.2.1.1706.8040.202103026995432336290133593706 | TCIA | 10.7937/K9/TCIA.2017.umz8dv6s
HNSCC-01-0041 | ORIGINAL | CT | 223 | 1999-05-10 | PET/CT HEAD & NECK CA | CT Atten Cor Head IN | 2 | GE MEDICAL SYSTEMS | Discovery STE | pet_vct_hp.80 | CT Image Storage | 120 | HELICAL MODE | 500 | 500 | 949.075 | 0 | CW | 566 | 27.5 | [8 empty] | 1.3.6.1.4.1.14519.5.2.1.1706.8040.102447965314766312427575282373 | 1.3.6.1.4.1.14519.5.2.1.1706.8040.226871445640453189277686233944 | TCIA | 10.7937/K9/TCIA.2017.umz8dv6s
HNSCC-01-0041 | ORIGINAL | PT | 223 | 1999-05-10 | PET/CT HEAD & NECK CA | PET_AC | 4 | GE MEDICAL SYSTEMS | Discovery STE | 41.04 | Positron Emission Tomography Image Storage | [9 empty] | FDG -- fluorodeoxyglucose | 564440128 | 6588 | 0.97 | CYLINDRICAL RING | 700\153 | RING | 700 | 1.3.6.1.4.1.14519.5.2.1.1706.8040.102447965314766312427575282373 | 1.3.6.1.4.1.14519.5.2.1.1706.8040.254075906829736471257180292456 | TCIA | 10.7937/K9/TCIA.2017.umz8dv6s
HNSCC-01-0041 | ORIGINAL | PT | 91 | 1999-05-10 | PET/CT HEAD & NECK CA | PET_NAC | 6 | GE MEDICAL SYSTEMS | Discovery STE | 41.04 | Positron Emission Tomography Image Storage | [9 empty] | FDG -- fluorodeoxyglucose | 564440128 | 6588 | 0.97 | CYLINDRICAL RING | 700\153 | RING | 700 | 1.3.6.1.4.1.14519.5.2.1.1706.8040.179079542313761100776225661773 | 1.3.6.1.4.1.14519.5.2.1.1706.8040.489553869938949095008651874483 | TCIA | 10.7937/K9/TCIA.2017.umz8dv6s
HNSCC-01-0042 | DERIVED | PT | 150 | 1998-12-23 | PET/CT HEAD&NECK CA IN | PETCoronal | 601 | GE MEDICAL SYSTEMS | Discovery STE | 41.03 | Positron Emission Tomography Image Storage | [9 empty] | FDG -- fluorodeoxyglucose | 673169920 | 6588 | 0.97 | CYLINDRICAL RING | 700\153 | RING | 869.8 | 1.3.6.1.4.1.14519.5.2.1.1706.8040.252200020520053412232763290124 | 1.3.6.1.4.1.14519.5.2.1.1706.8040.200416483785012116852800026045 | TCIA | 10.7937/K9/TCIA.2017.umz8dv6s
HNSCC-01-0042 | DERIVED | PT | 150 | 1998-12-23 | PET/CT HEAD&NECK CA IN | PETCoronal | 601 | GE MEDICAL SYSTEMS | Discovery STE | 41.03 | Positron Emission Tomography Image Storage | [9 empty] | FDG -- fluorodeoxyglucose |  | 6588 | 0.97 | CYLINDRICAL RING | 700\153 | RING | 700 | 1.3.6.1.4.1.14519.5.2.1.1706.8040.110885731988899201522559977412 | 1.3.6.1.4.1.14519.5.2.1.1706.8040.788037953649895248129511698433 | TCIA | 10.7937/K9/TCIA.2017.umz8dv6s
HNSCC-01-0042 | ORIGINAL | PT | 267 | 1998-12-23 | PET/CT HEAD&NECK CA IN | PET NO AC | 5 | GE MEDICAL SYSTEMS | Discovery STE | 41.03 | Positron Emission Tomography Image Storage | [9 empty] | FDG -- fluorodeoxyglucose | 673169920 | 6588 | 0.97 | CYLINDRICAL RING | 700\153 | RING | 700 | 1.3.6.1.4.1.14519.5.2.1.1706.8040.252200020520053412232763290124 | 1.3.6.1.4.1.14519.5.2.1.1706.8040.136209611778648388032943981543 | TCIA | 10.7937/K9/TCIA.2017.umz8dv6s
HNSCC-01-0042 | ORIGINAL | CT | 267 | 1998-12-23 | PET/CT HEAD&NECK CA IN | CT Atten Cor Head IN | 2 | GE MEDICAL SYSTEMS | Discovery STE | petct_hl.60a | CT Image Storage | 120 | HELICAL MODE | 500 | 500 | 949.075 | 0 | CW | 566 | [9 empty] | 1.3.6.1.4.1.14519.5.2.1.1706.8040.252200020520053412232763290124 | 1.3.6.1.4.1.14519.5.2.1.1706.8040.157898773601173252214985997896 | TCIA | 10.7937/K9/TCIA.2017.umz8dv6s
HNSCC-01-0042 | ORIGINAL | PT | 91 | 1998-12-23 | PET/CT HEAD&NECK CA IN | PET AC | 4 | GE MEDICAL SYSTEMS | Discovery STE | 41.03 | Positron Emission Tomography Image Storage | [9 empty] | FDG -- fluorodeoxyglucose |  | 6588 | 0.97 | CYLINDRICAL RING | 700\153 | RING | 700 | 1.3.6.1.4.1.14519.5.2.1.1706.8040.110885731988899201522559977412 | 1.3.6.1.4.1.14519.5.2.1.1706.8040.231529128945105739506589242074 | TCIA | 10.7937/K9/TCIA.2017.umz8dv6s
HNSCC-01-0042 | ORIGINAL | PT | 91 | 1998-12-23 | PET/CT HEAD&NECK CA IN | PET NO AC | 5 | GE MEDICAL SYSTEMS | Discovery STE | 41.03 | Positron Emission Tomography Image Storage | [9 empty] | FDG -- fluorodeoxyglucose |  | 6588 | 0.97 | CYLINDRICAL RING | 700\153 | RING | 700 | 1.3.6.1.4.1.14519.5.2.1.1706.8040.110885731988899201522559977412 | 1.3.6.1.4.1.14519.5.2.1.1706.8040.277704981851856722047947678364 | TCIA | 10.7937/K9/TCIA.2017.umz8dv6s
HNSCC-01-0042 | ORIGINAL | PT | 267 | 1998-12-23 | PET/CT HEAD&NECK CA IN | PET AC | 4 | GE MEDICAL SYSTEMS | Discovery STE | 41.03 | Positron Emission Tomography Image Storage | [9 empty] | FDG -- fluorodeoxyglucose | 673169920 | 6588 | 0.97 | CYLINDRICAL RING | 700\153 | RING | 700 | 1.3.6.1.4.1.14519.5.2.1.1706.8040.252200020520053412232763290124 | 1.3.6.1.4.1.14519.5.2.1.1706.8040.735374610431425329745250218186 | TCIA | 10.7937/K9/TCIA.2017.umz8dv6s
HNSCC-01-0042 | NULL | RTDOSE | 1 | 1999-01-19 | RT SIMULATION | NULL | 1 | ADAC | Pinnacle3 | 9.8 | RT Dose Storage | [17 empty] | 1.3.6.1.4.1.14519.5.2.1.1706.8040.328444128380737469385435829858 | 1.3.6.1.4.1.14519.5.2.1.1706.8040.213863843524400685516604613883 | TCIA | 10.7937/K9/TCIA.2017.umz8dv6s
HNSCC-01-0042 | NULL | RTSTRUCT | 1 | 1999-01-19 | RT SIMULATION | NULL | 1 | ADAC | Pinnacle3 | 9.8 | RT Structure Set Storage | [17 empty] | 1.3.6.1.4.1.14519.5.2.1.1706.8040.328444128380737469385435829858 | 1.3.6.1.4.1.14519.5.2.1.1706.8040.330626315369134310543870052094 | TCIA | 10.7937/K9/TCIA.2017.umz8dv6s
HNSCC-01-0042 | NULL | RTPLAN | 1 | 1999-01-19 | RT SIMULATION | NULL | 1 | ADAC | Pinnacle3 | 9.8 | RT Plan Storage | [17 empty] | 1.3.6.1.4.1.14519.5.2.1.1706.8040.328444128380737469385435829858 | 1.3.6.1.4.1.14519.5.2.1.1706.8040.352507500674227016303792378492 | TCIA | 10.7937/K9/TCIA.2017.umz8dv6s
HNSCC-01-0042 | ORIGINAL | CT | 150 | 1999-01-19 | RT SIMULATION | NULL | NULL | Philips Medical Systems | PQ5000 | 4.9.1/5.0.2 | CT Image Storage | 130 |  | 480 | 480 |  | 0 | CC | [10 empty] | 1.3.6.1.4.1.14519.5.2.1.1706.8040.328444128380737469385435829858 | 1.3.6.1.4.1.14519.5.2.1.1706.8040.330880258164650145722159809565 | TCIA | 10.7937/K9/TCIA.2017.umz8dv6s
HNSCC-01-0042 | ORIGINAL | PT | 223 | 1999-04-02 | PET/CT HEAD & NECK CA | PET NO AC | 2 | GE MEDICAL SYSTEMS | Discovery HR | 36.14 | Positron Emission Tomography Image Storage | [9 empty] | FDG -- fluorodeoxyglucose | 627898816 | 6588 | 0.97 | CYLINDRICAL RING | 700\157 | RING | 700 | 1.3.6.1.4.1.14519.5.2.1.1706.8040.121315752020730098659609757968 | 1.3.6.1.4.1.14519.5.2.1.1706.8040.106255208591034910799853399114 | TCIA | 10.7937/K9/TCIA.2017.umz8dv6s
HNSCC-01-0042 | ORIGINAL | CT | 223 | 1999-04-02 | PET/CT HEAD & NECK CA | CT Atten Cor Head IN | 2 | GE MEDICAL SYSTEMS | Discovery HR | LightSpeedverrel | CT Image Storage | 120 | HELICAL MODE | 500 | 500 | 949.075 | 0 | CW | 566 | [9 empty] | 1.3.6.1.4.1.14519.5.2.1.1706.8040.121315752020730098659609757968 | 1.3.6.1.4.1.14519.5.2.1.1706.8040.109157157125567829917551481065 | TCIA | 10.7937/K9/TCIA.2017.umz8dv6s
HNSCC-01-0042 | ORIGINAL | PT | 128 | 1999-04-02 | PET/CT HEAD & NECK CA | PET AC | 83996248 | GE MEDICAL SYSTEMS | NULL | 36.14 | Positron Emission Tomography Image Storage | [9 empty] | FDG -- fluorodeoxyglucose | 636400024.4141 | 6588 | 0.97 | CYLINDRICAL RING | 700\157 | RING | 700 | 1.3.6.1.4.1.14519.5.2.1.1706.8040.121315752020730098659609757968 | 1.3.6.1.4.1.14519.5.2.1.1706.8040.190643695399755808110462503382 | TCIA | 10.7937/K9/TCIA.2017.umz8dv6s
HNSCC-01-0042 | ORIGINAL | PT | 223 | 1999-04-02 | PET/CT HEAD & NECK CA | PET AC | 1 | GE MEDICAL SYSTEMS | Discovery HR | 36.14 | Positron Emission Tomography Image Storage | [9 empty] | FDG -- fluorodeoxyglucose | 627898816 | 6588 | 0.97 | CYLINDRICAL RING | 700\157 | RING | 700 | 1.3.6.1.4.1.14519.5.2.1.1706.8040.121315752020730098659609757968 | 1.3.6.1.4.1.14519.5.2.1.1706.8040.266202197149491792772816114812 | TCIA | 10.7937/K9/TCIA.2017.umz8dv6s
HNSCC-01-0042 | ORIGINAL | PT | 60 | 1999-04-02 | PET/CT HEAD & NECK CA | MIP | 123 | GE MEDICAL SYSTEMS | NULL | 36.14 | Positron Emission Tomography Image Storage | [9 empty] | FDG -- fluorodeoxyglucose | 636400024.4141 | 6588 | 0.97 | CYLINDRICAL RING | 700\157 | RING | 700 | 1.3.6.1.4.1.14519.5.2.1.1706.8040.121315752020730098659609757968 | 1.3.6.1.4.1.14519.5.2.1.1706.8040.387616400581765306720561890944 | TCIA | 10.7937/K9/TCIA.2017.umz8dv6s
HNSCC-01-0043 | DERIVED | PT | 150 | 1998-12-14 | PET/CT HEAD&NECK CA IN | PETCoronal | 601 | GE MEDICAL SYSTEMS | Discovery STE | 41.03 | Positron Emission Tomography Image Storage | [9 empty] | FDG -- fluorodeoxyglucose | 633221888 | 6588 | 0.97 | CYLINDRICAL RING | 700\153 | RING | 725.9 | 1.3.6.1.4.1.14519.5.2.1.1706.8040.408632455752307269331385057432 | 1.3.6.1.4.1.14519.5.2.1.1706.8040.102807318109918736217630057598 | TCIA | 10.7937/K9/TCIA.2017.umz8dv6s
HNSCC-01-0043 | DERIVED | PT | 150 | 1998-12-14 | PET/CT HEAD&NECK CA IN | PETCoronal | 601 | GE MEDICAL SYSTEMS | Discovery STE | 41.03 | Positron Emission Tomography Image Storage | [9 empty] | FDG -- fluorodeoxyglucose | 633221888 | 6588 | 0.97 | CYLINDRICAL RING | 700\153 | RING | 700 | 1.3.6.1.4.1.14519.5.2.1.1706.8040.164655489284567146001194009256 | 1.3.6.1.4.1.14519.5.2.1.1706.8040.319989323562198583982861686472 | TCIA | 10.7937/K9/TCIA.2017.umz8dv6s
HNSCC-01-0043 | ORIGINAL | PT | 223 | 1998-12-14 | PET/CT HEAD&NECK CA IN | PET AC | 4 | GE MEDICAL SYSTEMS | Discovery STE | 41.03 | Positron Emission Tomography Image Storage | [9 empty] | FDG -- fluorodeoxyglucose | 633221888 | 6588 | 0.97 | CYLINDRICAL RING | 700\153 | RING | 700 | 1.3.6.1.4.1.14519.5.2.1.1706.8040.408632455752307269331385057432 | 1.3.6.1.4.1.14519.5.2.1.1706.8040.154125913472048619194273204924 | TCIA | 10.7937/K9/TCIA.2017.umz8dv6s
HNSCC-01-0043 | ORIGINAL | CT | 223 | 1998-12-14 | PET/CT HEAD&NECK CA IN | CT Atten Cor Head IN | 2 | GE MEDICAL SYSTEMS | Discovery STE | petct_hl.60a | CT Image Storage | 120 | HELICAL MODE | 500 | 500 | 949.075 | 0 | CW | 566 | [9 empty] | 1.3.6.1.4.1.14519.5.2.1.1706.8040.408632455752307269331385057432 | 1.3.6.1.4.1.14519.5.2.1.1706.8040.308868766452376562676161874947 | TCIA | 10.7937/K9/TCIA.2017.umz8dv6s
HNSCC-01-0043 | ORIGINAL | PT | 91 | 1998-12-14 | PET/CT HEAD&NECK CA IN | PET NO AC | 5 | GE MEDICAL SYSTEMS | Discovery STE | 41.03 | Positron Emission Tomography Image Storage | [9 empty] | FDG -- fluorodeoxyglucose | 633221888 | 6588 | 0.97 | CYLINDRICAL RING | 700\153 | RING | 700 | 1.3.6.1.4.1.14519.5.2.1.1706.8040.164655489284567146001194009256 | 1.3.6.1.4.1.14519.5.2.1.1706.8040.314358542372660452837328831949 | TCIA | 10.7937/K9/TCIA.2017.umz8dv6s
HNSCC-01-0043 | ORIGINAL | PT | 91 | 1998-12-14 | PET/CT HEAD&NECK CA IN | PET AC | 4 | GE MEDICAL SYSTEMS | Discovery STE | 41.03 | Positron Emission Tomography Image Storage | [9 empty] | FDG -- fluorodeoxyglucose | 633221888 | 6588 | 0.97 | CYLINDRICAL RING | 700\153 | RING | 700 | 1.3.6.1.4.1.14519.5.2.1.1706.8040.164655489284567146001194009256 | 1.3.6.1.4.1.14519.5.2.1.1706.8040.620330458910154791994119926382 | TCIA | 10.7937/K9/TCIA.2017.umz8dv6s
HNSCC-01-0043 | ORIGINAL | PT | 223 | 1998-12-14 | PET/CT HEAD&NECK CA IN | PET NO AC | 5 | GE MEDICAL SYSTEMS | Discovery STE | 41.03 | Positron Emission Tomography Image Storage | [9 empty] | FDG -- fluorodeoxyglucose | 633221888 | 6588 | 0.97 | CYLINDRICAL RING | 700\153 | RING | 700 | 1.3.6.1.4.1.14519.5.2.1.1706.8040.408632455752307269331385057432 | 1.3.6.1.4.1.14519.5.2.1.1706.8040.755910314804729350095352438323 | TCIA | 10.7937/K9/TCIA.2017.umz8dv6s
HNSCC-01-0043 | NULL | RTPLAN | 1 | 1998-12-15 | RT SIMULATION | NULL | 1 | ADAC | Pinnacle3 | 9.8 | RT Plan Storage | [17 empty] | 1.3.6.1.4.1.14519.5.2.1.1706.8040.267003352653386932367764302027 | 1.3.6.1.4.1.14519.5.2.1.1706.8040.162205133050819069538206695933 | TCIA | 10.7937/K9/TCIA.2017.umz8dv6s
HNSCC-01-0043 | NULL | RTSTRUCT | 1 | 1998-12-15 | RT SIMULATION | NULL | 1 | ADAC | Pinnacle3 | 9.8 | RT Structure Set Storage | [17 empty] | 1.3.6.1.4.1.14519.5.2.1.1706.8040.267003352653386932367764302027 | 1.3.6.1.4.1.14519.5.2.1.1706.8040.234053978532952451935310835974 | TCIA | 10.7937/K9/TCIA.2017.umz8dv6s
HNSCC-01-0043 | NULL | RTDOSE | 1 | 1998-12-15 | RT SIMULATION | NULL | 1 | ADAC | Pinnacle3 | 9.8 | RT Dose Storage | [17 empty] | 1.3.6.1.4.1.14519.5.2.1.1706.8040.267003352653386932367764302027 | 1.3.6.1.4.1.14519.5.2.1.1706.8040.318065054838120329861005941189 | TCIA | 10.7937/K9/TCIA.2017.umz8dv6s
HNSCC-01-0043 | ORIGINAL | CT | 135 | 1998-12-15 | RT SIMULATION | NULL | 7 | Philips | Mx8000 IDT | 1.1.0 | CT Image Storage | 120 | HELIX | 500 | 500 |  | 0 | CW | [10 empty] | 1.3.6.1.4.1.14519.5.2.1.1706.8040.267003352653386932367764302027 | 1.3.6.1.4.1.14519.5.2.1.1706.8040.339869130562035848500176857971 | TCIA | 10.7937/K9/TCIA.2017.umz8dv6s
HNSCC-01-0043 | DERIVED | PT | 150 | 1999-04-05 | PET/CT HEAD & NECK CA | PETCoronal | 601 | GE MEDICAL SYSTEMS | Discovery STE | 41.04 | Positron Emission Tomography Image Storage | [9 empty] | FDG -- fluorodeoxyglucose | 553523264 | 6588 | 0.97 | CYLINDRICAL RING | 700\153 | RING | 700 | 1.3.6.1.4.1.14519.5.2.1.1706.8040.790689406512996414894307221849 | 1.3.6.1.4.1.14519.5.2.1.1706.8040.127733692916630797888353304639 | TCIA | 10.7937/K9/TCIA.2017.umz8dv6s
HNSCC-01-0043 | DERIVED | PT | 150 | 1999-04-05 | PET/CT HEAD & NECK CA | PETCoronal | 601 | GE MEDICAL SYSTEMS | Discovery STE | 41.04 | Positron Emission Tomography Image Storage | [9 empty] | FDG -- fluorodeoxyglucose | 553523264 | 6588 | 0.97 | CYLINDRICAL RING | 700\153 | RING | 700 | 1.3.6.1.4.1.14519.5.2.1.1706.8040.286286050055053057840656171807 | 1.3.6.1.4.1.14519.5.2.1.1706.8040.167398601964072855870887711917 | TCIA | 10.7937/K9/TCIA.2017.umz8dv6s
HNSCC-01-0043 | ORIGINAL | PT | 91 | 1999-04-05 | PET/CT HEAD & NECK CA | PET_AC | 5 | GE MEDICAL SYSTEMS | Discovery STE | 41.04 | Positron Emission Tomography Image Storage | [9 empty] | FDG -- fluorodeoxyglucose | 553523264 | 6588 | 0.97 | CYLINDRICAL RING | 700\153 | RING | 700 | 1.3.6.1.4.1.14519.5.2.1.1706.8040.286286050055053057840656171807 | 1.3.6.1.4.1.14519.5.2.1.1706.8040.171479082621644352912154989794 | TCIA | 10.7937/K9/TCIA.2017.umz8dv6s
HNSCC-01-0043 | ORIGINAL | PT | 179 | 1999-04-05 | PET/CT HEAD & NECK CA | PET_AC | 4 | GE MEDICAL SYSTEMS | Discovery STE | 41.04 | Positron Emission Tomography Image Storage | [9 empty] | FDG -- fluorodeoxyglucose | 553523264 | 6588 | 0.97 | CYLINDRICAL RING | 700\153 | RING | 700 | 1.3.6.1.4.1.14519.5.2.1.1706.8040.790689406512996414894307221849 | 1.3.6.1.4.1.14519.5.2.1.1706.8040.223282442408337815845174935876 | TCIA | 10.7937/K9/TCIA.2017.umz8dv6s
HNSCC-01-0043 | ORIGINAL | CT | 179 | 1999-04-05 | PET/CT HEAD & NECK CA | CT Atten Cor Head IN | 2 | GE MEDICAL SYSTEMS | Discovery STE | pet_vct_hp.80 | CT Image Storage | 120 | HELICAL MODE | 500 | 500 | 949.075 | 0 | CW | 566 | 27.5 | [8 empty] | 1.3.6.1.4.1.14519.5.2.1.1706.8040.790689406512996414894307221849 | 1.3.6.1.4.1.14519.5.2.1.1706.8040.233324529125735157186962504300 | TCIA | 10.7937/K9/TCIA.2017.umz8dv6s
HNSCC-01-0043 | ORIGINAL | PT | 179 | 1999-04-05 | PET/CT HEAD & NECK CA | PET_NAC | 5 | GE MEDICAL SYSTEMS | Discovery STE | 41.04 | Positron Emission Tomography Image Storage | [9 empty] | FDG -- fluorodeoxyglucose | 553523264 | 6588 | 0.97 | CYLINDRICAL RING | 700\153 | RING | 700 | 1.3.6.1.4.1.14519.5.2.1.1706.8040.790689406512996414894307221849 | 1.3.6.1.4.1.14519.5.2.1.1706.8040.869539487401383416067105914122 | TCIA | 10.7937/K9/TCIA.2017.umz8dv6s
HNSCC-01-0043 | ORIGINAL | PT | 91 | 1999-04-05 | PET/CT HEAD & NECK CA | PET_NAC | 6 | GE MEDICAL SYSTEMS | Discovery STE | 41.04 | Positron Emission Tomography Image Storage | [9 empty] | FDG -- fluorodeoxyglucose | 553523264 | 6588 | 0.97 | CYLINDRICAL RING | 700\153 | RING | 700 | 1.3.6.1.4.1.14519.5.2.1.1706.8040.286286050055053057840656171807 | 1.3.6.1.4.1.14519.5.2.1.1706.8040.941016688244992507920405911871 | TCIA | 10.7937/K9/TCIA.2017.umz8dv6s
HNSCC-01-0044 | ORIGINAL | PT | 91 | 1999-01-02 | PET/CT HEAD&NECK CA IN | PET AC | 1 | GE MEDICAL SYSTEMS | Discovery ST | 26.14 | Positron Emission Tomography Image Storage | [9 empty] | FDG -- fluorodeoxyglucose | 595930688 | 6588 | 0.97 | CYLINDRICAL RING | 700\157 | RING | 700 | 1.3.6.1.4.1.14519.5.2.1.1706.8040.182643944334943173227092462356 | 1.3.6.1.4.1.14519.5.2.1.1706.8040.116307990919319872192625364766 | TCIA | 10.7937/K9/TCIA.2017.umz8dv6s
HNSCC-01-0044 | ORIGINAL | PT | 179 | 1999-01-02 | PET/CT HEAD&NECK CA IN | No AC Recon | 2 | GE MEDICAL SYSTEMS | Discovery ST | 26.14 | Positron Emission Tomography Image Storage | [9 empty] | FDG -- fluorodeoxyglucose | 595930688 | 6588 | 0.97 | CYLINDRICAL RING | 700\157 | RING | 700 | 1.3.6.1.4.1.14519.5.2.1.1706.8040.268225846040692357819861834187 | 1.3.6.1.4.1.14519.5.2.1.1706.8040.147436590229120723737755099781 | TCIA | 10.7937/K9/TCIA.2017.umz8dv6s
HNSCC-01-0044 | ORIGINAL | CT | 179 | 1999-01-02 | PET/CT HEAD&NECK CA IN | CT Atten Cor Head In | 2 | GE MEDICAL SYSTEMS | Discovery ST | LightSpeedAppsdstm5_goc1_11D_R2.9N.IRIX646.5 | CT Image Storage | 120 | HELICAL MODE | 500 | 500 | 949.075 | 0 | CW | 675 | [9 empty] | 1.3.6.1.4.1.14519.5.2.1.1706.8040.268225846040692357819861834187 | 1.3.6.1.4.1.14519.5.2.1.1706.8040.185887766306555708798294923575 | TCIA | 10.7937/K9/TCIA.2017.umz8dv6s
HNSCC-01-0044 | ORIGINAL | PT | 179 | 1999-01-02 | PET/CT HEAD&NECK CA IN | PET AC | 1 | GE MEDICAL SYSTEMS | Discovery ST | 26.14 | Positron Emission Tomography Image Storage | [9 empty] | FDG -- fluorodeoxyglucose | 595930688 | 6588 | 0.97 | CYLINDRICAL RING | 700\157 | RING | 700 | 1.3.6.1.4.1.14519.5.2.1.1706.8040.268225846040692357819861834187 | 1.3.6.1.4.1.14519.5.2.1.1706.8040.208804643882364719129452154837 | TCIA | 10.7937/K9/TCIA.2017.umz8dv6s
HNSCC-01-0044 | ORIGINAL | PT | 128 | 1999-01-02 | PET/CT HEAD&NECK CA IN | CORONAL TOMO | 97101052 | GE MEDICAL SYSTEMS | NULL | 26.14 | Positron Emission Tomography Image Storage | [9 empty] | FDG -- fluorodeoxyglucose | 614200012.207 | 6588 | 0.97 | CYLINDRICAL RING | 700\157 | RING | 700 | 1.3.6.1.4.1.14519.5.2.1.1706.8040.182643944334943173227092462356 | 1.3.6.1.4.1.14519.5.2.1.1706.8040.262277458246023709234270799492 | TCIA | 10.7937/K9/TCIA.2017.umz8dv6s
HNSCC-01-0044 | ORIGINAL | PT | 60 | 1999-01-02 | PET/CT HEAD&NECK CA IN | MIP | 123 | GE MEDICAL SYSTEMS | NULL | 26.14 | Positron Emission Tomography Image Storage | [9 empty] | FDG -- fluorodeoxyglucose | 614200012.207 | 6588 | 0.97 | CYLINDRICAL RING | 700\157 | RING | 700 | 1.3.6.1.4.1.14519.5.2.1.1706.8040.268225846040692357819861834187 | 1.3.6.1.4.1.14519.5.2.1.1706.8040.320139581329356879520804582137 | TCIA | 10.7937/K9/TCIA.2017.umz8dv6s
HNSCC-01-0044 | ORIGINAL | PT | 60 | 1999-01-02 | PET/CT HEAD&NECK CA IN | MIP | 123 | GE MEDICAL SYSTEMS | NULL | 26.14 | Positron Emission Tomography Image Storage | [9 empty] | FDG -- fluorodeoxyglucose | 614200012.207 | 6588 | 0.97 | CYLINDRICAL RING | 700\157 | RING | 700 | 1.3.6.1.4.1.14519.5.2.1.1706.8040.182643944334943173227092462356 | 1.3.6.1.4.1.14519.5.2.1.1706.8040.447434430680987986807952852505 | TCIA | 10.7937/K9/TCIA.2017.umz8dv6s
HNSCC-01-0044 | ORIGINAL | PT | 91 | 1999-01-02 | PET/CT HEAD&NECK CA IN | No AC Recon | 2 | GE MEDICAL SYSTEMS | Discovery ST | 26.14 | Positron Emission Tomography Image Storage | [9 empty] | FDG -- fluorodeoxyglucose | 595930688 | 6588 | 0.97 | CYLINDRICAL RING | 700\157 | RING | 700 | 1.3.6.1.4.1.14519.5.2.1.1706.8040.182643944334943173227092462356 | 1.3.6.1.4.1.14519.5.2.1.1706.8040.832341553366634023552830778621 | TCIA | 10.7937/K9/TCIA.2017.umz8dv6s
HNSCC-01-0044 | ORIGINAL | PT | 128 | 1999-01-02 | PET/CT HEAD&NECK CA IN | CORONAL TOMO | 317799342 | GE MEDICAL SYSTEMS | NULL | 26.14 | Positron Emission Tomography Image Storage | [9 empty] | FDG -- fluorodeoxyglucose | 614200012.207 | 6588 | 0.97 | CYLINDRICAL RING | 700\157 | RING | 700 | 1.3.6.1.4.1.14519.5.2.1.1706.8040.268225846040692357819861834187 | 1.3.6.1.4.1.14519.5.2.1.1706.8040.867620614033518052934077979311 | TCIA | 10.7937/K9/TCIA.2017.umz8dv6s
HNSCC-01-0044 | DERIVED | PT | 150 | 1999-03-26 | PET/CT HEAD & NECK CA | PETCoronal | 601 | GE MEDICAL SYSTEMS | Discovery STE | 41.03 | Positron Emission Tomography Image Storage | [9 empty] | FDG -- fluorodeoxyglucose | 551874112 | 6588 | 0.97 | CYLINDRICAL RING | 700\153 | RING | 700 | 1.3.6.1.4.1.14519.5.2.1.1706.8040.291255590430821854012366758601 | 1.3.6.1.4.1.14519.5.2.1.1706.8040.800938841550565979771408296162 | TCIA | 10.7937/K9/TCIA.2017.umz8dv6s
HNSCC-01-0044 | ORIGINAL | PT | 91 | 1999-03-26 | PET/CT HEAD & NECK CA | PET AC | 5 | GE MEDICAL SYSTEMS | Discovery STE | 41.03 | Positron Emission Tomography Image Storage | [9 empty] | FDG -- fluorodeoxyglucose | 551874112 | 6588 | 0.97 | CYLINDRICAL RING | 700\153 | RING | 700 | 1.3.6.1.4.1.14519.5.2.1.1706.8040.291255590430821854012366758601 | 1.3.6.1.4.1.14519.5.2.1.1706.8040.174347210520103536426226417833 | TCIA | 10.7937/K9/TCIA.2017.umz8dv6s
HNSCC-01-0044 | ORIGINAL | PT | 91 | 1999-03-26 | PET/CT HEAD & NECK CA | PET NO AC | 6 | GE MEDICAL SYSTEMS | Discovery STE | 41.03 | Positron Emission Tomography Image Storage | [9 empty] | FDG -- fluorodeoxyglucose | 551874112 | 6588 | 0.97 | CYLINDRICAL RING | 700\153 | RING | 700 | 1.3.6.1.4.1.14519.5.2.1.1706.8040.291255590430821854012366758601 | 1.3.6.1.4.1.14519.5.2.1.1706.8040.212001422746350201557377742563 | TCIA | 10.7937/K9/TCIA.2017.umz8dv6s
HNSCC-01-0044 | ORIGINAL | CT | 179 | 1999-03-26 | PET/CT HEAD & NECK CA | CT Atten Cor Head IN | 2 | GE MEDICAL SYSTEMS | Discovery STE | petct_hl.60a | CT Image Storage | 120 | HELICAL MODE | 500 | 500 | 949.075 | 0 | CW | 566 | [9 empty] | 1.3.6.1.4.1.14519.5.2.1.1706.8040.502314794393743599523315088686 | 1.3.6.1.4.1.14519.5.2.1.1706.8040.404860100625965436471013106013 | TCIA | 10.7937/K9/TCIA.2017.umz8dv6s
HNSCC-01-0045 | ORIGINAL | CT | 223 | 1998-12-20 | PET/CT HEAD&NECK CA IN | CT Atten Cor Head In | 2 | GE MEDICAL SYSTEMS | Discovery ST | LightSpeedAppsdstm5_goc1_11D_R2.9N.IRIX646.5 | CT Image Storage | 120 | HELICAL MODE | 500 | 500 | 949.075 | 0 | CW | 675 | [9 empty] | 1.3.6.1.4.1.14519.5.2.1.1706.8040.229966927488690188359960405357 | 1.3.6.1.4.1.14519.5.2.1.1706.8040.104782842846154983860664912340 | TCIA | 10.7937/K9/TCIA.2017.umz8dv6s
HNSCC-01-0045 | ORIGINAL | PT | 223 | 1998-12-20 | PET/CT HEAD&NECK CA IN | PET AC | 1 | GE MEDICAL SYSTEMS | Discovery ST | 26.14 | Positron Emission Tomography Image Storage | [9 empty] | FDG -- fluorodeoxyglucose | 615108928 | 6588 | 0.97 | CYLINDRICAL RING | 700\157 | RING | 700 | 1.3.6.1.4.1.14519.5.2.1.1706.8040.229966927488690188359960405357 | 1.3.6.1.4.1.14519.5.2.1.1706.8040.162760543857501261598965180628 | TCIA | 10.7937/K9/TCIA.2017.umz8dv6s
HNSCC-01-0045 | ORIGINAL | PT | 223 | 1998-12-20 | PET/CT HEAD&NECK CA IN | No AC Recon | 2 | GE MEDICAL SYSTEMS | Discovery ST | 26.14 | Positron Emission Tomography Image Storage | [9 empty] | FDG -- fluorodeoxyglucose | 615108928 | 6588 | 0.97 | CYLINDRICAL RING | 700\157 | RING | 700 | 1.3.6.1.4.1.14519.5.2.1.1706.8040.229966927488690188359960405357 | 1.3.6.1.4.1.14519.5.2.1.1706.8040.210754109310397743700349447302 | TCIA | 10.7937/K9/TCIA.2017.umz8dv6s
HNSCC-01-0045 | ORIGINAL | PT | 91 | 1998-12-20 | PET/CT HEAD&NECK CA IN | PET AC | 1 | GE MEDICAL SYSTEMS | Discovery ST | 26.14 | Positron Emission Tomography Image Storage | [9 empty] | FDG -- fluorodeoxyglucose | 615108928 | 6588 | 0.97 | CYLINDRICAL RING | 700\157 | RING | 700 | 1.3.6.1.4.1.14519.5.2.1.1706.8040.911680648078129799513501651184 | 1.3.6.1.4.1.14519.5.2.1.1706.8040.223655875078104889362080474868 | TCIA | 10.7937/K9/TCIA.2017.umz8dv6s
HNSCC-01-0045 | ORIGINAL | PT | 128 | 1998-12-20 | PET/CT HEAD&NECK CA IN | CORONAL TOMO | 53565412 | GE MEDICAL SYSTEMS | NULL | 26.14 | Positron Emission Tomography Image Storage | [9 empty] | FDG -- fluorodeoxyglucose | 640099975.5859 | 6588 | 0.97 | CYLINDRICAL RING | 700\157 | RING | 700 | 1.3.6.1.4.1.14519.5.2.1.1706.8040.229966927488690188359960405357 | 1.3.6.1.4.1.14519.5.2.1.1706.8040.225863379384901086772733524466 | TCIA | 10.7937/K9/TCIA.2017.umz8dv6s
HNSCC-01-0045 | ORIGINAL | PT | 60 | 1998-12-20 | PET/CT HEAD&NECK CA IN | MIP | 123 | GE MEDICAL SYSTEMS | NULL | 26.14 | Positron Emission Tomography Image Storage | [9 empty] | FDG -- fluorodeoxyglucose | 640099975.5859 | 6588 | 0.97 | CYLINDRICAL RING | 700\157 | RING | 700 | 1.3.6.1.4.1.14519.5.2.1.1706.8040.911680648078129799513501651184 | 1.3.6.1.4.1.14519.5.2.1.1706.8040.228234790076806189843747555182 | TCIA | 10.7937/K9/TCIA.2017.umz8dv6s
HNSCC-01-0045 | ORIGINAL | PT | 91 | 1998-12-20 | PET/CT HEAD&NECK CA IN | No AC Recon | 2 | GE MEDICAL SYSTEMS | Discovery ST | 26.14 | Positron Emission Tomography Image Storage | [9 empty] | FDG -- fluorodeoxyglucose | 615108928 | 6588 | 0.97 | CYLINDRICAL RING | 700\157 | RING | 700 | 1.3.6.1.4.1.14519.5.2.1.1706.8040.911680648078129799513501651184 | 1.3.6.1.4.1.14519.5.2.1.1706.8040.288542919377526614683616269960 | TCIA | 10.7937/K9/TCIA.2017.umz8dv6s
HNSCC-01-0045 | ORIGINAL | PT | 60 | 1998-12-20 | PET/CT HEAD&NECK CA IN | MIP | 123 | GE MEDICAL SYSTEMS | NULL | 26.14 | Positron Emission Tomography Image Storage | [9 empty] | FDG -- fluorodeoxyglucose | 640099975.5859 | 6588 | 0.97 | CYLINDRICAL RING | 700\157 | RING | 700 | 1.3.6.1.4.1.14519.5.2.1.1706.8040.229966927488690188359960405357 | 1.3.6.1.4.1.14519.5.2.1.1706.8040.718801775168564734992667049312 | TCIA | 10.7937/K9/TCIA.2017.umz8dv6s
HNSCC-01-0045 | ORIGINAL | PT | 128 | 1998-12-20 | PET/CT HEAD&NECK CA IN | CORONAL TOMO | 817780244 | GE MEDICAL SYSTEMS | NULL | 26.14 | Positron Emission Tomography Image Storage | [9 empty] | FDG -- fluorodeoxyglucose | 640099975.5859 | 6588 | 0.97 | CYLINDRICAL RING | 700\157 | RING | 700 | 1.3.6.1.4.1.14519.5.2.1.1706.8040.911680648078129799513501651184 | 1.3.6.1.4.1.14519.5.2.1.1706.8040.893000291882711951047151627010 | TCIA | 10.7937/K9/TCIA.2017.umz8dv6s
HNSCC-01-0045 | NULL | RTSTRUCT | 1 | 1999-02-09 | RT SIMULATION | NULL | 1 | ADAC | Pinnacle3 | 9.8 | RT Structure Set Storage | [17 empty] | 1.3.6.1.4.1.14519.5.2.1.1706.8040.878627332888413021014293266799 | 1.3.6.1.4.1.14519.5.2.1.1706.8040.116409350108531197441458368339 | TCIA | 10.7937/K9/TCIA.2017.umz8dv6s
HNSCC-01-0045 | NULL | RTPLAN | 1 | 1999-02-09 | RT SIMULATION | NULL | 1 | ADAC | Pinnacle3 | 9.8 | RT Plan Storage | [17 empty] | 1.3.6.1.4.1.14519.5.2.1.1706.8040.878627332888413021014293266799 | 1.3.6.1.4.1.14519.5.2.1.1706.8040.166197253849785770227539218541 | TCIA | 10.7937/K9/TCIA.2017.umz8dv6s
HNSCC-01-0045 | NULL | RTDOSE | 1 | 1999-02-09 | RT SIMULATION | NULL | 1 | ADAC | Pinnacle3 | 9.8 | RT Dose Storage | [17 empty] | 1.3.6.1.4.1.14519.5.2.1.1706.8040.878627332888413021014293266799 | 1.3.6.1.4.1.14519.5.2.1.1706.8040.502503257479712107811446026236 | TCIA | 10.7937/K9/TCIA.2017.umz8dv6s
HNSCC-01-0045 | ORIGINAL | CT | 110 | 1999-02-09 | RT SIMULATION | NULL | NULL | Philips Medical Systems | PQ5000 | 4.9.1/5.0.2 | CT Image Storage | 130 |  | 480 | 480 |  | 0 | CC | [10 empty] | 1.3.6.1.4.1.14519.5.2.1.1706.8040.878627332888413021014293266799 | 1.3.6.1.4.1.14519.5.2.1.1706.8040.149806334130840721350928743643 | TCIA | 10.7937/K9/TCIA.2017.umz8dv6s
HNSCC-01-0045 | ORIGINAL | PT | 223 | 1999-06-09 | PET/CT HEAD & NECK CA | PET_AC | 4 | GE MEDICAL SYSTEMS | Discovery STE | 41.04 | Positron Emission Tomography Image Storage | [9 empty] | FDG -- fluorodeoxyglucose | 683987968 | 6588 | 0.97 | CYLINDRICAL RING | 700\153 | RING | 700 | 1.3.6.1.4.1.14519.5.2.1.1706.8040.183118553936573092466960351020 | 1.3.6.1.4.1.14519.5.2.1.1706.8040.202589052759806735013839200571 | TCIA | 10.7937/K9/TCIA.2017.umz8dv6s
HNSCC-01-0045 | ORIGINAL | PT | 91 | 1999-06-09 | PET/CT HEAD & NECK CA | PET_NAC | 6 | GE MEDICAL SYSTEMS | Discovery STE | 41.04 | Positron Emission Tomography Image Storage | [9 empty] | FDG -- fluorodeoxyglucose | 683987968 | 6588 | 0.97 | CYLINDRICAL RING | 700\153 | RING | 700 | 1.3.6.1.4.1.14519.5.2.1.1706.8040.338731384314910828798894461517 | 1.3.6.1.4.1.14519.5.2.1.1706.8040.217156922902630903832519258604 | TCIA | 10.7937/K9/TCIA.2017.umz8dv6s
HNSCC-01-0045 | ORIGINAL | PT | 91 | 1999-06-09 | PET/CT HEAD & NECK CA | PET_AC | 5 | GE MEDICAL SYSTEMS | Discovery STE | 41.04 | Positron Emission Tomography Image Storage | [9 empty] | FDG -- fluorodeoxyglucose | 683987968 | 6588 | 0.97 | CYLINDRICAL RING | 700\153 | RING | 700 | 1.3.6.1.4.1.14519.5.2.1.1706.8040.338731384314910828798894461517 | 1.3.6.1.4.1.14519.5.2.1.1706.8040.234652781131425386101944218054 | TCIA | 10.7937/K9/TCIA.2017.umz8dv6s
HNSCC-01-0045 | ORIGINAL | CT | 223 | 1999-06-09 | PET/CT HEAD & NECK CA | CT Atten Cor Head IN | 2 | GE MEDICAL SYSTEMS | Discovery STE | pet_vct_hp.80 | CT Image Storage | 120 | HELICAL MODE | 500 | 500 | 949.075 | 0 | CW | 566 | 27.5 | [8 empty] | 1.3.6.1.4.1.14519.5.2.1.1706.8040.183118553936573092466960351020 | 1.3.6.1.4.1.14519.5.2.1.1706.8040.242184968702735688270423206399 | TCIA | 10.7937/K9/TCIA.2017.umz8dv6s
HNSCC-01-0045 | ORIGINAL | PT | 223 | 1999-06-09 | PET/CT HEAD & NECK CA | PET_NAC | 5 | GE MEDICAL SYSTEMS | Discovery STE | 41.04 | Positron Emission Tomography Image Storage | [9 empty] | FDG -- fluorodeoxyglucose | 683987968 | 6588 | 0.97 | CYLINDRICAL RING | 700\153 | RING | 700 | 1.3.6.1.4.1.14519.5.2.1.1706.8040.183118553936573092466960351020 | 1.3.6.1.4.1.14519.5.2.1.1706.8040.262508470560047877542194168360 | TCIA | 10.7937/K9/TCIA.2017.umz8dv6s
HNSCC-01-0046 | ORIGINAL | PT | 91 | 1999-03-15 | PET/CT HEAD & NECK CA | PET AC | 1 | GE MEDICAL SYSTEMS | Discovery HR | 36.14 | Positron Emission Tomography Image Storage | [9 empty] | FDG -- fluorodeoxyglucose | 616161408 | 6588 | 0.97 | CYLINDRICAL RING | 700\157 | RING | 700 | 1.3.6.1.4.1.14519.5.2.1.1706.8040.912372253629604394941541885694 | 1.3.6.1.4.1.14519.5.2.1.1706.8040.111847878525138207520742772871 | TCIA | 10.7937/K9/TCIA.2017.umz8dv6s
HNSCC-01-0046 | ORIGINAL | PT | 60 | 1999-03-15 | PET/CT HEAD & NECK CA | MIP | 123 | GE MEDICAL SYSTEMS | NULL | 36.14 | Positron Emission Tomography Image Storage | [9 empty] | FDG -- fluorodeoxyglucose | 625299987.793 | 6588 | 0.97 | CYLINDRICAL RING | 700\157 | RING | 700 | 1.3.6.1.4.1.14519.5.2.1.1706.8040.184206065522033156203538578224 | 1.3.6.1.4.1.14519.5.2.1.1706.8040.177723940809207262357718817559 | TCIA | 10.7937/K9/TCIA.2017.umz8dv6s
HNSCC-01-0046 | ORIGINAL | PT | 91 | 1999-03-15 | PET/CT HEAD & NECK CA | PET NO AC | 2 | GE MEDICAL SYSTEMS | Discovery HR | 36.14 | Positron Emission Tomography Image Storage | [9 empty] | FDG -- fluorodeoxyglucose | 616161408 | 6588 | 0.97 | CYLINDRICAL RING | 700\157 | RING | 700 | 1.3.6.1.4.1.14519.5.2.1.1706.8040.912372253629604394941541885694 | 1.3.6.1.4.1.14519.5.2.1.1706.8040.210324307359403796055872751011 | TCIA | 10.7937/K9/TCIA.2017.umz8dv6s
HNSCC-01-0046 | ORIGINAL | PT | 223 | 1999-03-15 | PET/CT HEAD & NECK CA | PET AC | 1 | GE MEDICAL SYSTEMS | Discovery HR | 36.14 | Positron Emission Tomography Image Storage | [9 empty] | FDG -- fluorodeoxyglucose | 616161408 | 6588 | 0.97 | CYLINDRICAL RING | 700\157 | RING | 700 | 1.3.6.1.4.1.14519.5.2.1.1706.8040.184206065522033156203538578224 | 1.3.6.1.4.1.14519.5.2.1.1706.8040.224163486528566793256835249980 | TCIA | 10.7937/K9/TCIA.2017.umz8dv6s
HNSCC-01-0046 | ORIGINAL | PT | 128 | 1999-03-15 | PET/CT HEAD & NECK CA | PET AC | 765619668 | GE MEDICAL SYSTEMS | NULL | 36.14 | Positron Emission Tomography Image Storage | [9 empty] | FDG -- fluorodeoxyglucose | 625299987.793 | 6588 | 0.97 | CYLINDRICAL RING | 700\157 | RING | 700 | 1.3.6.1.4.1.14519.5.2.1.1706.8040.184206065522033156203538578224 | 1.3.6.1.4.1.14519.5.2.1.1706.8040.250540762843521665222400467958 | TCIA | 10.7937/K9/TCIA.2017.umz8dv6s
HNSCC-01-0046 | ORIGINAL | PT | 128 | 1999-03-15 | PET/CT HEAD & NECK CA | PET AC | 56893918 | GE MEDICAL SYSTEMS | NULL | 36.14 | Positron Emission Tomography Image Storage | [9 empty] | FDG -- fluorodeoxyglucose | 625299987.793 | 6588 | 0.97 | CYLINDRICAL RING | 700\157 | RING | 700 | 1.3.6.1.4.1.14519.5.2.1.1706.8040.912372253629604394941541885694 | 1.3.6.1.4.1.14519.5.2.1.1706.8040.262480856793341469968549878533 | TCIA | 10.7937/K9/TCIA.2017.umz8dv6s
HNSCC-01-0046 | ORIGINAL | CT | 223 | 1999-03-15 | PET/CT HEAD & NECK CA | CT Atten Cor Head IN | 2 | GE MEDICAL SYSTEMS | Discovery HR | LightSpeedverrel | CT Image Storage | 120 | HELICAL MODE | 500 | 500 | 949.075 | 0 | CW | 566 | [9 empty] | 1.3.6.1.4.1.14519.5.2.1.1706.8040.184206065522033156203538578224 | 1.3.6.1.4.1.14519.5.2.1.1706.8040.270721978223600404321176607332 | TCIA | 10.7937/K9/TCIA.2017.umz8dv6s
HNSCC-01-0046 | ORIGINAL | PT | 60 | 1999-03-15 | PET/CT HEAD & NECK CA | MIP | 123 | GE MEDICAL SYSTEMS | NULL | 36.14 | Positron Emission Tomography Image Storage | [9 empty] | FDG -- fluorodeoxyglucose | 625299987.793 | 6588 | 0.97 | CYLINDRICAL RING | 700\157 | RING | 700 | 1.3.6.1.4.1.14519.5.2.1.1706.8040.912372253629604394941541885694 | 1.3.6.1.4.1.14519.5.2.1.1706.8040.390252643514841119544377050208 | TCIA | 10.7937/K9/TCIA.2017.umz8dv6s
HNSCC-01-0046 | ORIGINAL | PT | 223 | 1999-03-15 | PET/CT HEAD & NECK CA | PET NO AC | 2 | GE MEDICAL SYSTEMS | Discovery HR | 36.14 | Positron Emission Tomography Image Storage | [9 empty] | FDG -- fluorodeoxyglucose | 616161408 | 6588 | 0.97 | CYLINDRICAL RING | 700\157 | RING | 700 | 1.3.6.1.4.1.14519.5.2.1.1706.8040.184206065522033156203538578224 | 1.3.6.1.4.1.14519.5.2.1.1706.8040.811974897303228222619232038525 | TCIA | 10.7937/K9/TCIA.2017.umz8dv6s
HNSCC-01-0046 | NULL | RTPLAN | 1 | 1999-03-15 | RT SIMULATION | NULL | 1 | ADAC | Pinnacle3 | 9.8 | RT Plan Storage | [17 empty] | 1.3.6.1.4.1.14519.5.2.1.1706.8040.264599782411245179511006360259 | 1.3.6.1.4.1.14519.5.2.1.1706.8040.144596602023089179396443232885 | TCIA | 10.7937/K9/TCIA.2017.umz8dv6s
HNSCC-01-0046 | NULL | RTSTRUCT | 1 | 1999-03-15 | RT SIMULATION | NULL | 1 | ADAC | Pinnacle3 | 9.8 | RT Structure Set Storage | [17 empty] | 1.3.6.1.4.1.14519.5.2.1.1706.8040.264599782411245179511006360259 | 1.3.6.1.4.1.14519.5.2.1.1706.8040.187786572884849831764370237154 | TCIA | 10.7937/K9/TCIA.2017.umz8dv6s
HNSCC-01-0046 | NULL | RTDOSE | 1 | 1999-03-15 | RT SIMULATION | NULL | 1 | ADAC | Pinnacle3 | 9.8 | RT Dose Storage | [17 empty] | 1.3.6.1.4.1.14519.5.2.1.1706.8040.264599782411245179511006360259 | 1.3.6.1.4.1.14519.5.2.1.1706.8040.317061158623992041810676939715 | TCIA | 10.7937/K9/TCIA.2017.umz8dv6s
HNSCC-01-0046 | ORIGINAL | CT | 142 | 1999-03-15 | RT SIMULATION | NULL | 3 | Philips | Mx8000 IDT | 1.1.0 | CT Image Storage | 120 | HELIX | 500 | 500 |  | 0 | CW | [10 empty] | 1.3.6.1.4.1.14519.5.2.1.1706.8040.264599782411245179511006360259 | 1.3.6.1.4.1.14519.5.2.1.1706.8040.115078967543591534548203867556 | TCIA | 10.7937/K9/TCIA.2017.umz8dv6s
HNSCC-01-0046 | ORIGINAL | PT | 223 | 1999-07-10 | PET/CT HEAD & NECK CA | PET AC | 1 | GE MEDICAL SYSTEMS | Discovery ST | 26.14 | Positron Emission Tomography Image Storage | [9 empty] | FDG -- fluorodeoxyglucose | 568626240 | 6588 | 0.97 | CYLINDRICAL RING | 700\157 | RING | 700 | 1.3.6.1.4.1.14519.5.2.1.1706.8040.113871410962339994142654366047 | 1.3.6.1.4.1.14519.5.2.1.1706.8040.184232565036383641891280876669 | TCIA | 10.7937/K9/TCIA.2017.umz8dv6s
HNSCC-01-0046 | ORIGINAL | PT | 91 | 1999-07-10 | PET/CT HEAD & NECK CA | No AC Recon | 2 | GE MEDICAL SYSTEMS | Discovery ST | 26.14 | Positron Emission Tomography Image Storage | [9 empty] | FDG -- fluorodeoxyglucose | 568626240 | 6588 | 0.97 | CYLINDRICAL RING | 700\157 | RING | 700 | 1.3.6.1.4.1.14519.5.2.1.1706.8040.288510370226271780009486672962 | 1.3.6.1.4.1.14519.5.2.1.1706.8040.189347046415252658550644590896 | TCIA | 10.7937/K9/TCIA.2017.umz8dv6s
HNSCC-01-0046 | ORIGINAL | PT | 60 | 1999-07-10 | PET/CT HEAD & NECK CA | MIP | 123 | GE MEDICAL SYSTEMS | NULL | 26.14 | Positron Emission Tomography Image Storage | [9 empty] | FDG -- fluorodeoxyglucose | 580899963.3789 | 6588 | 0.97 | CYLINDRICAL RING | 700\157 | RING | 700 | 1.3.6.1.4.1.14519.5.2.1.1706.8040.113871410962339994142654366047 | 1.3.6.1.4.1.14519.5.2.1.1706.8040.269111223453613808802974493053 | TCIA | 10.7937/K9/TCIA.2017.umz8dv6s
HNSCC-01-0046 | ORIGINAL | PT | 223 | 1999-07-10 | PET/CT HEAD & NECK CA | No AC Recon | 2 | GE MEDICAL SYSTEMS | Discovery ST | 26.14 | Positron Emission Tomography Image Storage | [9 empty] | FDG -- fluorodeoxyglucose | 568626240 | 6588 | 0.97 | CYLINDRICAL RING | 700\157 | RING | 700 | 1.3.6.1.4.1.14519.5.2.1.1706.8040.113871410962339994142654366047 | 1.3.6.1.4.1.14519.5.2.1.1706.8040.327466184086083304573224069061 | TCIA | 10.7937/K9/TCIA.2017.umz8dv6s
HNSCC-01-0046 | ORIGINAL | CT | 223 | 1999-07-10 | PET/CT HEAD & NECK CA | CT Atten Cor Head In | 2 | GE MEDICAL SYSTEMS | Discovery ST | LightSpeedAppsdstm5_goc1_11D_R2.9N.IRIX646.5 | CT Image Storage | 120 | HELICAL MODE | 500 | 500 | 949.075 | 0 | CW | 675 | [9 empty] | 1.3.6.1.4.1.14519.5.2.1.1706.8040.113871410962339994142654366047 | 1.3.6.1.4.1.14519.5.2.1.1706.8040.762995594516907624131282846219 | TCIA | 10.7937/K9/TCIA.2017.umz8dv6s
HNSCC-01-0046 | ORIGINAL | PT | 91 | 1999-07-10 | PET/CT HEAD & NECK CA | PET AC | 1 | GE MEDICAL SYSTEMS | Discovery ST | 26.14 | Positron Emission Tomography Image Storage | [9 empty] | FDG -- fluorodeoxyglucose | 568626240 | 6588 | 0.97 | CYLINDRICAL RING | 700\157 | RING | 700 | 1.3.6.1.4.1.14519.5.2.1.1706.8040.288510370226271780009486672962 | 1.3.6.1.4.1.14519.5.2.1.1706.8040.891690250332541991476027897489 | TCIA | 10.7937/K9/TCIA.2017.umz8dv6s
HNSCC-01-0047 | NULL | RTSTRUCT | 1 | 1999-01-19 | RT SIMULATION | NULL | 1 | ADAC | Pinnacle3 | 9.8 | RT Structure Set Storage | [17 empty] | 1.3.6.1.4.1.14519.5.2.1.1706.8040.525633388361077157151642073327 | 1.3.6.1.4.1.14519.5.2.1.1706.8040.162980827493121159865027278244 | TCIA | 10.7937/K9/TCIA.2017.umz8dv6s
HNSCC-01-0047 | NULL | RTPLAN | 1 | 1999-01-19 | RT SIMULATION | NULL | 1 | ADAC | Pinnacle3 | 9.8 | RT Plan Storage | [17 empty] | 1.3.6.1.4.1.14519.5.2.1.1706.8040.525633388361077157151642073327 | 1.3.6.1.4.1.14519.5.2.1.1706.8040.214311613564324223295923058008 | TCIA | 10.7937/K9/TCIA.2017.umz8dv6s
HNSCC-01-0047 | NULL | RTDOSE | 1 | 1999-01-19 | RT SIMULATION | NULL | 1 | ADAC | Pinnacle3 | 9.8 | RT Dose Storage | [17 empty] | 1.3.6.1.4.1.14519.5.2.1.1706.8040.525633388361077157151642073327 | 1.3.6.1.4.1.14519.5.2.1.1706.8040.728091984119841957173551714072 | TCIA | 10.7937/K9/TCIA.2017.umz8dv6s
HNSCC-01-0047 | ORIGINAL | CT | 119 | 1999-01-19 | RT SIMULATION | NULL | 4 | Philips | Mx8000 IDT | 1.1.0 | CT Image Storage | 120 | HELIX | 500 | 500 |  | 0 | CW | [10 empty] | 1.3.6.1.4.1.14519.5.2.1.1706.8040.525633388361077157151642073327 | 1.3.6.1.4.1.14519.5.2.1.1706.8040.112172920327310222140571456325 | TCIA | 10.7937/K9/TCIA.2017.umz8dv6s
HNSCC-01-0047 | ORIGINAL | PT | 60 | 1999-01-26 | PET/CT HEAD&NECK CA IN | MIP | 123 | GE MEDICAL SYSTEMS | NULL | 36.14 | Positron Emission Tomography Image Storage | [9 empty] | FDG -- fluorodeoxyglucose | 714099975.5859 | 6588 | 0.97 | CYLINDRICAL RING | 700\157 | RING | 700 | 1.3.6.1.4.1.14519.5.2.1.1706.8040.310429439720710537389493263363 | 1.3.6.1.4.1.14519.5.2.1.1706.8040.148540722326527370471744259606 | TCIA | 10.7937/K9/TCIA.2017.umz8dv6s
HNSCC-01-0047 | ORIGINAL | PT | 128 | 1999-01-26 | PET/CT HEAD&NECK CA IN | PET AC | 777528289 | GE MEDICAL SYSTEMS | NULL | 36.14 | Positron Emission Tomography Image Storage | [9 empty] | FDG -- fluorodeoxyglucose | 714099975.5859 | 6588 | 0.97 | CYLINDRICAL RING | 700\157 | RING | 700 | 1.3.6.1.4.1.14519.5.2.1.1706.8040.235686071590116869133325317176 | 1.3.6.1.4.1.14519.5.2.1.1706.8040.169630701143079858964360687974 | TCIA | 10.7937/K9/TCIA.2017.umz8dv6s
HNSCC-01-0047 | ORIGINAL | PT | 128 | 1999-01-26 | PET/CT HEAD&NECK CA IN | PET AC | 73958951 | GE MEDICAL SYSTEMS | NULL | 36.14 | Positron Emission Tomography Image Storage | [9 empty] | FDG -- fluorodeoxyglucose | 714099975.5859 | 6588 | 0.97 | CYLINDRICAL RING | 700\157 | RING | 700 | 1.3.6.1.4.1.14519.5.2.1.1706.8040.310429439720710537389493263363 | 1.3.6.1.4.1.14519.5.2.1.1706.8040.199852355717040145877035721331 | TCIA | 10.7937/K9/TCIA.2017.umz8dv6s
HNSCC-01-0047 | ORIGINAL | PT | 223 | 1999-01-26 | PET/CT HEAD&NECK CA IN | PET AC | 1 | GE MEDICAL SYSTEMS | Discovery HR | 36.14 | Positron Emission Tomography Image Storage | [9 empty] | FDG -- fluorodeoxyglucose | 645097664 | 6588 | 0.97 | CYLINDRICAL RING | 700\157 | RING | 700 | 1.3.6.1.4.1.14519.5.2.1.1706.8040.235686071590116869133325317176 | 1.3.6.1.4.1.14519.5.2.1.1706.8040.260957047247668002370454243433 | TCIA | 10.7937/K9/TCIA.2017.umz8dv6s
HNSCC-01-0047 | ORIGINAL | CT | 223 | 1999-01-26 | PET/CT HEAD&NECK CA IN | CT Atten Cor Head IN | 2 | GE MEDICAL SYSTEMS | Discovery HR | LightSpeedverrel | CT Image Storage | 120 | HELICAL MODE | 500 | 500 | 949.075 | 0 | CW | 566 | [9 empty] | 1.3.6.1.4.1.14519.5.2.1.1706.8040.235686071590116869133325317176 | 1.3.6.1.4.1.14519.5.2.1.1706.8040.285606168270871074788740164120 | TCIA | 10.7937/K9/TCIA.2017.umz8dv6s
HNSCC-01-0047 | ORIGINAL | PT | 223 | 1999-01-26 | PET/CT HEAD&NECK CA IN | PET NO AC | 2 | GE MEDICAL SYSTEMS | Discovery HR | 36.14 | Positron Emission Tomography Image Storage | [9 empty] | FDG -- fluorodeoxyglucose | 645097664 | 6588 | 0.97 | CYLINDRICAL RING | 700\157 | RING | 700 | 1.3.6.1.4.1.14519.5.2.1.1706.8040.235686071590116869133325317176 | 1.3.6.1.4.1.14519.5.2.1.1706.8040.306753582520368440326806391631 | TCIA | 10.7937/K9/TCIA.2017.umz8dv6s
HNSCC-01-0047 | ORIGINAL | PT | 91 | 1999-01-26 | PET/CT HEAD&NECK CA IN | PET AC | 1 | GE MEDICAL SYSTEMS | Discovery HR | 36.14 | Positron Emission Tomography Image Storage | [9 empty] | FDG -- fluorodeoxyglucose | 645097664 | 6588 | 0.97 | CYLINDRICAL RING | 700\157 | RING | 700 | 1.3.6.1.4.1.14519.5.2.1.1706.8040.310429439720710537389493263363 | 1.3.6.1.4.1.14519.5.2.1.1706.8040.360339661158258928371544390986 | TCIA | 10.7937/K9/TCIA.2017.umz8dv6s
HNSCC-01-0047 | ORIGINAL | PT | 60 | 1999-01-26 | PET/CT HEAD&NECK CA IN | MIP | 123 | GE MEDICAL SYSTEMS | NULL | 36.14 | Positron Emission Tomography Image Storage | [9 empty] | FDG -- fluorodeoxyglucose | 714099975.5859 | 6588 | 0.97 | CYLINDRICAL RING | 700\157 | RING | 700 | 1.3.6.1.4.1.14519.5.2.1.1706.8040.235686071590116869133325317176 | 1.3.6.1.4.1.14519.5.2.1.1706.8040.429451888050862309264070857910 | TCIA | 10.7937/K9/TCIA.2017.umz8dv6s
HNSCC-01-0047 | ORIGINAL | PT | 91 | 1999-01-26 | PET/CT HEAD&NECK CA IN | PET NO AC | 2 | GE MEDICAL SYSTEMS | Discovery HR | 36.14 | Positron Emission Tomography Image Storage | [9 empty] | FDG -- fluorodeoxyglucose | 645097664 | 6588 | 0.97 | CYLINDRICAL RING | 700\157 | RING | 700 | 1.3.6.1.4.1.14519.5.2.1.1706.8040.310429439720710537389493263363 | 1.3.6.1.4.1.14519.5.2.1.1706.8040.637362728295623202705651456670 | TCIA | 10.7937/K9/TCIA.2017.umz8dv6s
HNSCC-01-0047 | DERIVED | PT | 150 | 1999-05-08 | PET/CT HEAD & NECK CA | PETCoronal | 601 | GE MEDICAL SYSTEMS | Discovery RX | 41.04 | Positron Emission Tomography Image Storage | [9 empty] | FDG -- fluorodeoxyglucose | 699803584 | 6588 | 0.97 | CYLINDRICAL RING | 700\153 | RING | 700 | 1.3.6.1.4.1.14519.5.2.1.1706.8040.292782774810012786360554250008 | 1.3.6.1.4.1.14519.5.2.1.1706.8040.169226192345413442664182528717 | TCIA | 10.7937/K9/TCIA.2017.umz8dv6s
HNSCC-01-0047 | DERIVED | PT | 150 | 1999-05-08 | PET/CT HEAD & NECK CA | PETCoronal | 601 | GE MEDICAL SYSTEMS | Discovery RX | 41.04 | Positron Emission Tomography Image Storage | [9 empty] | FDG -- fluorodeoxyglucose | 699803584 | 6588 | 0.97 | CYLINDRICAL RING | 700\153 | RING | 725.9 | 1.3.6.1.4.1.14519.5.2.1.1706.8040.306789647637304078834327727562 | 1.3.6.1.4.1.14519.5.2.1.1706.8040.233456399187300022727389453403 | TCIA | 10.7937/K9/TCIA.2017.umz8dv6s
HNSCC-01-0047 | ORIGINAL | CT | 223 | 1999-05-08 | PET/CT HEAD & NECK CA | CT Atten Cor Head IN | 2 | GE MEDICAL SYSTEMS | Discovery RX | pet_vct_hp.80 | CT Image Storage | 120 | HELICAL MODE | 500 | 500 | 949.075 | 0 | CW | 566 | 27.5 | [8 empty] | 1.3.6.1.4.1.14519.5.2.1.1706.8040.306789647637304078834327727562 | 1.3.6.1.4.1.14519.5.2.1.1706.8040.108352115366017099295827853861 | TCIA | 10.7937/K9/TCIA.2017.umz8dv6s
HNSCC-01-0047 | ORIGINAL | PT | 223 | 1999-05-08 | PET/CT HEAD & NECK CA | PET_NAC | 5 | GE MEDICAL SYSTEMS | Discovery RX | 41.04 | Positron Emission Tomography Image Storage | [9 empty] | FDG -- fluorodeoxyglucose | 699803584 | 6588 | 0.97 | CYLINDRICAL RING | 700\153 | RING | 700 | 1.3.6.1.4.1.14519.5.2.1.1706.8040.306789647637304078834327727562 | 1.3.6.1.4.1.14519.5.2.1.1706.8040.195776294755205575188242618436 | TCIA | 10.7937/K9/TCIA.2017.umz8dv6s
HNSCC-01-0047 | ORIGINAL | PT | 91 | 1999-05-08 | PET/CT HEAD & NECK CA | PET_NAC | 6 | GE MEDICAL SYSTEMS | Discovery RX | 41.04 | Positron Emission Tomography Image Storage | [9 empty] | FDG -- fluorodeoxyglucose | 699803584 | 6588 | 0.97 | CYLINDRICAL RING | 700\153 | RING | 700 | 1.3.6.1.4.1.14519.5.2.1.1706.8040.292782774810012786360554250008 | 1.3.6.1.4.1.14519.5.2.1.1706.8040.217173629035348376559816755270 | TCIA | 10.7937/K9/TCIA.2017.umz8dv6s
HNSCC-01-0047 | ORIGINAL | PT | 91 | 1999-05-08 | PET/CT HEAD & NECK CA | PET_AC | 5 | GE MEDICAL SYSTEMS | Discovery RX | 41.04 | Positron Emission Tomography Image Storage | [9 empty] | FDG -- fluorodeoxyglucose | 699803584 | 6588 | 0.97 | CYLINDRICAL RING | 700\153 | RING | 700 | 1.3.6.1.4.1.14519.5.2.1.1706.8040.292782774810012786360554250008 | 1.3.6.1.4.1.14519.5.2.1.1706.8040.220502073999805601430254957755 | TCIA | 10.7937/K9/TCIA.2017.umz8dv6s
HNSCC-01-0047 | ORIGINAL | PT | 223 | 1999-05-08 | PET/CT HEAD & NECK CA | PET_AC | 4 | GE MEDICAL SYSTEMS | Discovery RX | 41.04 | Positron Emission Tomography Image Storage | [9 empty] | FDG -- fluorodeoxyglucose | 699803584 | 6588 | 0.97 | CYLINDRICAL RING | 700\153 | RING | 700 | 1.3.6.1.4.1.14519.5.2.1.1706.8040.306789647637304078834327727562 | 1.3.6.1.4.1.14519.5.2.1.1706.8040.871865528720042478444017918432 | TCIA | 10.7937/K9/TCIA.2017.umz8dv6s
HNSCC-01-0048 | NULL | RTDOSE | 1 | 1999-01-05 | RT SIMULATION | NULL | 1 | ADAC | Pinnacle3 | 9.8 | RT Dose Storage | [17 empty] | 1.3.6.1.4.1.14519.5.2.1.1706.8040.296562414756140131488693040661 | 1.3.6.1.4.1.14519.5.2.1.1706.8040.112895852482336768048105036957 | TCIA | 10.7937/K9/TCIA.2017.umz8dv6s
HNSCC-01-0048 | NULL | RTSTRUCT | 1 | 1999-01-05 | RT SIMULATION | NULL | 1 | ADAC | Pinnacle3 | 9.8 | RT Structure Set Storage | [17 empty] | 1.3.6.1.4.1.14519.5.2.1.1706.8040.296562414756140131488693040661 | 1.3.6.1.4.1.14519.5.2.1.1706.8040.215378873467730680476704390736 | TCIA | 10.7937/K9/TCIA.2017.umz8dv6s
HNSCC-01-0048 | NULL | RTPLAN | 1 | 1999-01-05 | RT SIMULATION | NULL | 1 | ADAC | Pinnacle3 | 9.8 | RT Plan Storage | [17 empty] | 1.3.6.1.4.1.14519.5.2.1.1706.8040.296562414756140131488693040661 | 1.3.6.1.4.1.14519.5.2.1.1706.8040.296181494966547510487482895543 | TCIA | 10.7937/K9/TCIA.2017.umz8dv6s
HNSCC-01-0048 | ORIGINAL | CT | 145 | 1999-01-05 | RT SIMULATION | NULL | 5 | Philips | Mx8000 IDT | 1.1.0 | CT Image Storage | 120 | HELIX | 500 | 500 |  | 0 | CW | [10 empty] | 1.3.6.1.4.1.14519.5.2.1.1706.8040.296562414756140131488693040661 | 1.3.6.1.4.1.14519.5.2.1.1706.8040.305289820341563830907369932393 | TCIA | 10.7937/K9/TCIA.2017.umz8dv6s
HNSCC-01-0048 | DERIVED | PT | 150 | 1999-01-12 | PET/CT HEAD&NECK CA IN | PETCoronal | 601 | GE MEDICAL SYSTEMS | Discovery STE | 41.03 | Positron Emission Tomography Image Storage | [9 empty] | FDG -- fluorodeoxyglucose | 728218304 | 6588 | 0.97 | CYLINDRICAL RING | 700\153 | RING | 869.8 | 1.3.6.1.4.1.14519.5.2.1.1706.8040.203691332183397443299332144246 | 1.3.6.1.4.1.14519.5.2.1.1706.8040.236329852063054201497032647151 | TCIA | 10.7937/K9/TCIA.2017.umz8dv6s
HNSCC-01-0048 | ORIGINAL | CT | 267 | 1999-01-12 | PET/CT HEAD&NECK CA IN | CT Atten Cor Head IN | 2 | GE MEDICAL SYSTEMS | Discovery STE | petct_hl.60a | CT Image Storage | 120 | HELICAL MODE | 500 | 500 | 949.075 | 0 | CW | 566 | [9 empty] | 1.3.6.1.4.1.14519.5.2.1.1706.8040.203691332183397443299332144246 | 1.3.6.1.4.1.14519.5.2.1.1706.8040.118432065317285305392891966409 | TCIA | 10.7937/K9/TCIA.2017.umz8dv6s
HNSCC-01-0048 | ORIGINAL | PT | 267 | 1999-01-12 | PET/CT HEAD&NECK CA IN | PET AC | 4 | GE MEDICAL SYSTEMS | Discovery STE | 41.03 | Positron Emission Tomography Image Storage | [9 empty] | FDG -- fluorodeoxyglucose | 728218304 | 6588 | 0.97 | CYLINDRICAL RING | 700\153 | RING | 700 | 1.3.6.1.4.1.14519.5.2.1.1706.8040.203691332183397443299332144246 | 1.3.6.1.4.1.14519.5.2.1.1706.8040.223264287387985487292770351992 | TCIA | 10.7937/K9/TCIA.2017.umz8dv6s
HNSCC-01-0048 | ORIGINAL | PT | 267 | 1999-01-12 | PET/CT HEAD&NECK CA IN | PET NO AC | 5 | GE MEDICAL SYSTEMS | Discovery STE | 41.03 | Positron Emission Tomography Image Storage | [9 empty] | FDG -- fluorodeoxyglucose | 728218304 | 6588 | 0.97 | CYLINDRICAL RING | 700\153 | RING | 700 | 1.3.6.1.4.1.14519.5.2.1.1706.8040.203691332183397443299332144246 | 1.3.6.1.4.1.14519.5.2.1.1706.8040.268287833441036921514663832294 | TCIA | 10.7937/K9/TCIA.2017.umz8dv6s
HNSCC-01-0048 | DERIVED | PT | 150 | 1999-05-04 | PET/CT HEAD & NECK CA | PETCoronal | 601 | GE MEDICAL SYSTEMS | Discovery RX | 41.04 | Positron Emission Tomography Image Storage | [9 empty] | FDG -- fluorodeoxyglucose | 587991360 | 6588 | 0.97 | CYLINDRICAL RING | 700\153 | RING | 700 | 1.3.6.1.4.1.14519.5.2.1.1706.8040.100733058640493429836580471626 | 1.3.6.1.4.1.14519.5.2.1.1706.8040.119439009743961063224348335170 | TCIA | 10.7937/K9/TCIA.2017.umz8dv6s
HNSCC-01-0048 | DERIVED | PT | 150 | 1999-05-04 | PET/CT HEAD & NECK CA | PETCoronal | 601 | GE MEDICAL SYSTEMS | Discovery RX | 41.04 | Positron Emission Tomography Image Storage | [9 empty] | FDG -- fluorodeoxyglucose | 587991360 | 6588 | 0.97 | CYLINDRICAL RING | 700\153 | RING | 725.9 | 1.3.6.1.4.1.14519.5.2.1.1706.8040.308991476169645540092016947322 | 1.3.6.1.4.1.14519.5.2.1.1706.8040.194558092524681626683983753867 | TCIA | 10.7937/K9/TCIA.2017.umz8dv6s
HNSCC-01-0048 | DERIVED | PT | 150 | 1999-05-04 | PET/CT HEAD & NECK CA | PETCoronal | 601 | GE MEDICAL SYSTEMS | Discovery RX | 41.04 | Positron Emission Tomography Image Storage | [9 empty] | FDG -- fluorodeoxyglucose | 587991360 | 6588 | 0.97 | CYLINDRICAL RING | 700\153 | RING | 700 | 1.3.6.1.4.1.14519.5.2.1.1706.8040.842286854462519946918512984288 | 1.3.6.1.4.1.14519.5.2.1.1706.8040.264513981248443339822780731254 | TCIA | 10.7937/K9/TCIA.2017.umz8dv6s
HNSCC-01-0048 | ORIGINAL | PT | 93 | 1999-05-04 | PET/CT HEAD & NECK CA | PET_AC | 4 | GE MEDICAL SYSTEMS | Discovery RX | 41.04 | Positron Emission Tomography Image Storage | [9 empty] | FDG -- fluorodeoxyglucose | 587991360 | 6588 | 0.97 | CYLINDRICAL RING | 700\153 | RING | 700 | 1.3.6.1.4.1.14519.5.2.1.1706.8040.100733058640493429836580471626 | 1.3.6.1.4.1.14519.5.2.1.1706.8040.112969986105709415357133361300 | TCIA | 10.7937/K9/TCIA.2017.umz8dv6s
HNSCC-01-0048 | ORIGINAL | PT | 93 | 1999-05-04 | PET/CT HEAD & NECK CA | PET_NAC | 5 | GE MEDICAL SYSTEMS | Discovery RX | 41.04 | Positron Emission Tomography Image Storage | [9 empty] | FDG -- fluorodeoxyglucose | 587991360 | 6588 | 0.97 | CYLINDRICAL RING | 700\153 | RING | 700 | 1.3.6.1.4.1.14519.5.2.1.1706.8040.100733058640493429836580471626 | 1.3.6.1.4.1.14519.5.2.1.1706.8040.120181950992869411017669807577 | TCIA | 10.7937/K9/TCIA.2017.umz8dv6s
HNSCC-01-0048 | ORIGINAL | PT | 91 | 1999-05-04 | PET/CT HEAD & NECK CA | PET_NAC | 6 | GE MEDICAL SYSTEMS | Discovery RX | 41.04 | Positron Emission Tomography Image Storage | [9 empty] | FDG -- fluorodeoxyglucose | 587991360 | 6588 | 0.97 | CYLINDRICAL RING | 700\153 | RING | 700 | 1.3.6.1.4.1.14519.5.2.1.1706.8040.842286854462519946918512984288 | 1.3.6.1.4.1.14519.5.2.1.1706.8040.129661852979519622907362073622 | TCIA | 10.7937/K9/TCIA.2017.umz8dv6s
HNSCC-01-0048 | ORIGINAL | PT | 223 | 1999-05-04 | PET/CT HEAD & NECK CA | PET_AC | 4 | GE MEDICAL SYSTEMS | Discovery RX | 41.04 | Positron Emission Tomography Image Storage | [9 empty] | FDG -- fluorodeoxyglucose | 587991360 | 6588 | 0.97 | CYLINDRICAL RING | 700\153 | RING | 700 | 1.3.6.1.4.1.14519.5.2.1.1706.8040.308991476169645540092016947322 | 1.3.6.1.4.1.14519.5.2.1.1706.8040.169605131998797615952141079693 | TCIA | 10.7937/K9/TCIA.2017.umz8dv6s
HNSCC-01-0048 | ORIGINAL | PT | 91 | 1999-05-04 | PET/CT HEAD & NECK CA | PET_AC | 5 | GE MEDICAL SYSTEMS | Discovery RX | 41.04 | Positron Emission Tomography Image Storage | [9 empty] | FDG -- fluorodeoxyglucose | 587991360 | 6588 | 0.97 | CYLINDRICAL RING | 700\153 | RING | 700 | 1.3.6.1.4.1.14519.5.2.1.1706.8040.842286854462519946918512984288 | 1.3.6.1.4.1.14519.5.2.1.1706.8040.184681905644763447293952700860 | TCIA | 10.7937/K9/TCIA.2017.umz8dv6s
HNSCC-01-0048 | ORIGINAL | PT | 223 | 1999-05-04 | PET/CT HEAD & NECK CA | PET_NAC | 5 | GE MEDICAL SYSTEMS | Discovery RX | 41.04 | Positron Emission Tomography Image Storage | [9 empty] | FDG -- fluorodeoxyglucose | 587991360 | 6588 | 0.97 | CYLINDRICAL RING | 700\153 | RING | 700 | 1.3.6.1.4.1.14519.5.2.1.1706.8040.308991476169645540092016947322 | 1.3.6.1.4.1.14519.5.2.1.1706.8040.203029095416057600876444529686 | TCIA | 10.7937/K9/TCIA.2017.umz8dv6s
HNSCC-01-0048 | ORIGINAL | CT | 223 | 1999-05-04 | PET/CT HEAD & NECK CA | CT Atten Cor Head IN | 2 | GE MEDICAL SYSTEMS | Discovery RX | pet_vct_hp.80 | CT Image Storage | 120 | HELICAL MODE | 500 | 500 | 949.075 | 0 | CW | 566 | 27.5 | [8 empty] | 1.3.6.1.4.1.14519.5.2.1.1706.8040.308991476169645540092016947322 | 1.3.6.1.4.1.14519.5.2.1.1706.8040.272472671273842600140122533357 | TCIA | 10.7937/K9/TCIA.2017.umz8dv6s
HNSCC-01-0048 | ORIGINAL | CT | 93 | 1999-05-04 | PET/CT HEAD & NECK CA | CT Atten Cor Head IN | 2 | GE MEDICAL SYSTEMS | Discovery RX | pet_vct_hp.80 | CT Image Storage | 120 | HELICAL MODE | 500 | 500 | 949.075 | 0 | CW | 566 | 27.5 | [8 empty] | 1.3.6.1.4.1.14519.5.2.1.1706.8040.100733058640493429836580471626 | 1.3.6.1.4.1.14519.5.2.1.1706.8040.446703746893186217393234582147 | TCIA | 10.7937/K9/TCIA.2017.umz8dv6s
HNSCC-01-0049 | NULL | RTSTRUCT | 1 | 1999-01-09 | RT SIMULATION | NULL | 1 | ADAC | Pinnacle3 | 9.8 | RT Structure Set Storage | [17 empty] | 1.3.6.1.4.1.14519.5.2.1.1706.8040.211993486236853710889254213195 | 1.3.6.1.4.1.14519.5.2.1.1706.8040.209907857512059248413194796593 | TCIA | 10.7937/K9/TCIA.2017.umz8dv6s
HNSCC-01-0049 | NULL | RTDOSE | 1 | 1999-01-09 | RT SIMULATION | NULL | 1 | ADAC | Pinnacle3 | 9.8 | RT Dose Storage | [17 empty] | 1.3.6.1.4.1.14519.5.2.1.1706.8040.211993486236853710889254213195 | 1.3.6.1.4.1.14519.5.2.1.1706.8040.319432855000371990480710057840 | TCIA | 10.7937/K9/TCIA.2017.umz8dv6s
HNSCC-01-0049 | NULL | RTPLAN | 1 | 1999-01-09 | RT SIMULATION | NULL | 1 | ADAC | Pinnacle3 | 9.8 | RT Plan Storage | [17 empty] | 1.3.6.1.4.1.14519.5.2.1.1706.8040.211993486236853710889254213195 | 1.3.6.1.4.1.14519.5.2.1.1706.8040.323528655322334213917289580811 | TCIA | 10.7937/K9/TCIA.2017.umz8dv6s
HNSCC-01-0049 | ORIGINAL | CT | 118 | 1999-01-09 | RT SIMULATION | NULL | 3 | Philips | Mx8000 IDT | 1.1.0 | CT Image Storage | 120 | HELIX | 500 | 500 |  | 0 | CW | [10 empty] | 1.3.6.1.4.1.14519.5.2.1.1706.8040.211993486236853710889254213195 | 1.3.6.1.4.1.14519.5.2.1.1706.8040.108259412953536425434720518715 | TCIA | 10.7937/K9/TCIA.2017.umz8dv6s
HNSCC-01-0049 | DERIVED | PT | 150 | 1999-01-23 | PET/CT HEAD&NECK CA IN | PETCoronal | 601 | GE MEDICAL SYSTEMS | Discovery STE | 41.03 | Positron Emission Tomography Image Storage | [9 empty] | FDG -- fluorodeoxyglucose | 621568384 | 6588 | 0.97 | CYLINDRICAL RING | 700\153 | RING | 725.9 | 1.3.6.1.4.1.14519.5.2.1.1706.8040.211790992495812072527308821121 | 1.3.6.1.4.1.14519.5.2.1.1706.8040.106519758440903013718887828319 | TCIA | 10.7937/K9/TCIA.2017.umz8dv6s
HNSCC-01-0049 | DERIVED | PT | 150 | 1999-01-23 | PET/CT HEAD&NECK CA IN | PETCoronal | 601 | GE MEDICAL SYSTEMS | Discovery STE | 41.03 | Positron Emission Tomography Image Storage | [9 empty] | FDG -- fluorodeoxyglucose | 621568384 | 6588 | 0.97 | CYLINDRICAL RING | 700\153 | RING | 700 | 1.3.6.1.4.1.14519.5.2.1.1706.8040.170769493587992907145259531823 | 1.3.6.1.4.1.14519.5.2.1.1706.8040.165813736325380272185846320546 | TCIA | 10.7937/K9/TCIA.2017.umz8dv6s
HNSCC-01-0049 | ORIGINAL | PT | 223 | 1999-01-23 | PET/CT HEAD&NECK CA IN | PET AC | 4 | GE MEDICAL SYSTEMS | Discovery STE | 41.03 | Positron Emission Tomography Image Storage | [9 empty] | FDG -- fluorodeoxyglucose | 621568384 | 6588 | 0.97 | CYLINDRICAL RING | 700\153 | RING | 700 | 1.3.6.1.4.1.14519.5.2.1.1706.8040.211790992495812072527308821121 | 1.3.6.1.4.1.14519.5.2.1.1706.8040.172210520045043416978443258216 | TCIA | 10.7937/K9/TCIA.2017.umz8dv6s
HNSCC-01-0049 | ORIGINAL | PT | 91 | 1999-01-23 | PET/CT HEAD&NECK CA IN | PET NO AC | 5 | GE MEDICAL SYSTEMS | Discovery STE | 41.03 | Positron Emission Tomography Image Storage | [9 empty] | FDG -- fluorodeoxyglucose | 621568384 | 6588 | 0.97 | CYLINDRICAL RING | 700\153 | RING | 700 | 1.3.6.1.4.1.14519.5.2.1.1706.8040.170769493587992907145259531823 | 1.3.6.1.4.1.14519.5.2.1.1706.8040.292379279497039568902862504805 | TCIA | 10.7937/K9/TCIA.2017.umz8dv6s
HNSCC-01-0049 | ORIGINAL | PT | 91 | 1999-01-23 | PET/CT HEAD&NECK CA IN | PET AC | 4 | GE MEDICAL SYSTEMS | Discovery STE | 41.03 | Positron Emission Tomography Image Storage | [9 empty] | FDG -- fluorodeoxyglucose | 621568384 | 6588 | 0.97 | CYLINDRICAL RING | 700\153 | RING | 700 | 1.3.6.1.4.1.14519.5.2.1.1706.8040.170769493587992907145259531823 | 1.3.6.1.4.1.14519.5.2.1.1706.8040.318333164964475029811894003970 | TCIA | 10.7937/K9/TCIA.2017.umz8dv6s
HNSCC-01-0049 | ORIGINAL | PT | 223 | 1999-01-23 | PET/CT HEAD&NECK CA IN | PET NO AC | 5 | GE MEDICAL SYSTEMS | Discovery STE | 41.03 | Positron Emission Tomography Image Storage | [9 empty] | FDG -- fluorodeoxyglucose | 621568384 | 6588 | 0.97 | CYLINDRICAL RING | 700\153 | RING | 700 | 1.3.6.1.4.1.14519.5.2.1.1706.8040.211790992495812072527308821121 | 1.3.6.1.4.1.14519.5.2.1.1706.8040.878380007949630564935295061877 | TCIA | 10.7937/K9/TCIA.2017.umz8dv6s
HNSCC-01-0049 | ORIGINAL | CT | 223 | 1999-01-23 | PET/CT HEAD&NECK CA IN | CT Atten Cor Head IN | 2 | GE MEDICAL SYSTEMS | Discovery STE | petct_hl.60a | CT Image Storage | 120 | HELICAL MODE | 500 | 500 | 949.075 | 0 | CW | 566 | [9 empty] | 1.3.6.1.4.1.14519.5.2.1.1706.8040.211790992495812072527308821121 | 1.3.6.1.4.1.14519.5.2.1.1706.8040.903267992358153372656697167917 | TCIA | 10.7937/K9/TCIA.2017.umz8dv6s
HNSCC-01-0049 | DERIVED | PT | 150 | 1999-05-02 | PET/CT HEAD & NECK CA | PETCoronal | 601 | GE MEDICAL SYSTEMS | Discovery RX | 41.04 | Positron Emission Tomography Image Storage | [9 empty] | FDG -- fluorodeoxyglucose | 458784864 | 6588 | 0.97 | CYLINDRICAL RING | 700\153 | RING | 725.9 | 1.3.6.1.4.1.14519.5.2.1.1706.8040.280646981239601914240724045765 | 1.3.6.1.4.1.14519.5.2.1.1706.8040.166711516074193625585477581148 | TCIA | 10.7937/K9/TCIA.2017.umz8dv6s
HNSCC-01-0049 | DERIVED | PT | 150 | 1999-05-02 | PET/CT HEAD & NECK CA | PETCoronal | 601 | GE MEDICAL SYSTEMS | Discovery RX | 41.04 | Positron Emission Tomography Image Storage | [9 empty] | FDG -- fluorodeoxyglucose | 458784864 | 6588 | 0.97 | CYLINDRICAL RING | 700\153 | RING | 700 | 1.3.6.1.4.1.14519.5.2.1.1706.8040.164630541595157999496736169561 | 1.3.6.1.4.1.14519.5.2.1.1706.8040.227304259119888602251450672733 | TCIA | 10.7937/K9/TCIA.2017.umz8dv6s
HNSCC-01-0049 | ORIGINAL | PT | 93 | 1999-05-02 | PET/CT HEAD & NECK CA | PET_NAC | 6 | GE MEDICAL SYSTEMS | Discovery RX | 41.04 | Positron Emission Tomography Image Storage | [9 empty] | FDG -- fluorodeoxyglucose | 458784864 | 6588 | 0.97 | CYLINDRICAL RING | 700\153 | RING | 700 | 1.3.6.1.4.1.14519.5.2.1.1706.8040.164630541595157999496736169561 | 1.3.6.1.4.1.14519.5.2.1.1706.8040.165959707138193568404382017341 | TCIA | 10.7937/K9/TCIA.2017.umz8dv6s
HNSCC-01-0049 | ORIGINAL | PT | 223 | 1999-05-02 | PET/CT HEAD & NECK CA | PET_AC | 4 | GE MEDICAL SYSTEMS | Discovery RX | 41.04 | Positron Emission Tomography Image Storage | [9 empty] | FDG -- fluorodeoxyglucose | 458784864 | 6588 | 0.97 | CYLINDRICAL RING | 700\153 | RING | 700 | 1.3.6.1.4.1.14519.5.2.1.1706.8040.280646981239601914240724045765 | 1.3.6.1.4.1.14519.5.2.1.1706.8040.248393729598680856463811681218 | TCIA | 10.7937/K9/TCIA.2017.umz8dv6s
HNSCC-01-0049 | ORIGINAL | CT | 223 | 1999-05-02 | PET/CT HEAD & NECK CA | CT Atten Cor Head IN | 2 | GE MEDICAL SYSTEMS | Discovery RX | pet_vct_hp.80 | CT Image Storage | 120 | HELICAL MODE | 500 | 500 | 949.075 | 0 | CW | 566 | 27.5 | [8 empty] | 1.3.6.1.4.1.14519.5.2.1.1706.8040.280646981239601914240724045765 | 1.3.6.1.4.1.14519.5.2.1.1706.8040.292834722546916624915118483713 | TCIA | 10.7937/K9/TCIA.2017.umz8dv6s
HNSCC-01-0049 | ORIGINAL | PT | 93 | 1999-05-02 | PET/CT HEAD & NECK CA | PET_AC | 5 | GE MEDICAL SYSTEMS | Discovery RX | 41.04 | Positron Emission Tomography Image Storage | [9 empty] | FDG -- fluorodeoxyglucose | 458784864 | 6588 | 0.97 | CYLINDRICAL RING | 700\153 | RING | 700 | 1.3.6.1.4.1.14519.5.2.1.1706.8040.164630541595157999496736169561 | 1.3.6.1.4.1.14519.5.2.1.1706.8040.293265050299705236632039779963 | TCIA | 10.7937/K9/TCIA.2017.umz8dv6s
HNSCC-01-0049 | ORIGINAL | PT | 223 | 1999-05-02 | PET/CT HEAD & NECK CA | PET_NAC | 5 | GE MEDICAL SYSTEMS | Discovery RX | 41.04 | Positron Emission Tomography Image Storage | [9 empty] | FDG -- fluorodeoxyglucose | 458784864 | 6588 | 0.97 | CYLINDRICAL RING | 700\153 | RING | 700 | 1.3.6.1.4.1.14519.5.2.1.1706.8040.280646981239601914240724045765 | 1.3.6.1.4.1.14519.5.2.1.1706.8040.325014311997731246168271253103 | TCIA | 10.7937/K9/TCIA.2017.umz8dv6s
HNSCC-01-0050 | ORIGINAL | PT | 91 | 1999-01-04 | PET/CT HEAD&NECK CA IN | PET AC | 1 | GE MEDICAL SYSTEMS | Discovery HR | 36.14 | Positron Emission Tomography Image Storage | [9 empty] | FDG -- fluorodeoxyglucose | 665499200 | 6588 | 0.97 | CYLINDRICAL RING | 700\157 | RING | 700 | 1.3.6.1.4.1.14519.5.2.1.1706.8040.280244513152143876801666835376 | 1.3.6.1.4.1.14519.5.2.1.1706.8040.110500533938327487979774815307 | TCIA | 10.7937/K9/TCIA.2017.umz8dv6s
HNSCC-01-0050 | ORIGINAL | PT | 223 | 1999-01-04 | PET/CT HEAD&NECK CA IN | PET NO AC | 2 | GE MEDICAL SYSTEMS | Discovery HR | 36.14 | Positron Emission Tomography Image Storage | [9 empty] | FDG -- fluorodeoxyglucose | 665499200 | 6588 | 0.97 | CYLINDRICAL RING | 700\157 | RING | 700 | 1.3.6.1.4.1.14519.5.2.1.1706.8040.399324328370604799478499855500 | 1.3.6.1.4.1.14519.5.2.1.1706.8040.151001565585152882048780525929 | TCIA | 10.7937/K9/TCIA.2017.umz8dv6s
HNSCC-01-0050 | ORIGINAL | PT | 60 | 1999-01-04 | PET/CT HEAD&NECK CA IN | MIP | 123 | GE MEDICAL SYSTEMS | NULL | 36.14 | Positron Emission Tomography Image Storage | [9 empty] | FDG -- fluorodeoxyglucose | 691900024.4141 | 6588 | 0.97 | CYLINDRICAL RING | 700\157 | RING | 700 | 1.3.6.1.4.1.14519.5.2.1.1706.8040.399324328370604799478499855500 | 1.3.6.1.4.1.14519.5.2.1.1706.8040.168060818492650352197941663227 | TCIA | 10.7937/K9/TCIA.2017.umz8dv6s
HNSCC-01-0050 | ORIGINAL | CT | 223 | 1999-01-04 | PET/CT HEAD&NECK CA IN | CT Atten Cor Head IN | 2 | GE MEDICAL SYSTEMS | Discovery HR | LightSpeedverrel | CT Image Storage | 120 | HELICAL MODE | 500 | 500 | 949.075 | 0 | CW | 566 | [9 empty] | 1.3.6.1.4.1.14519.5.2.1.1706.8040.399324328370604799478499855500 | 1.3.6.1.4.1.14519.5.2.1.1706.8040.174361688823288440077491403106 | TCIA | 10.7937/K9/TCIA.2017.umz8dv6s
HNSCC-01-0050 | ORIGINAL | PT | 60 | 1999-01-04 | PET/CT HEAD&NECK CA IN | MIP | 123 | GE MEDICAL SYSTEMS | NULL | 36.14 | Positron Emission Tomography Image Storage | [9 empty] | FDG -- fluorodeoxyglucose | 691900024.4141 | 6588 | 0.97 | CYLINDRICAL RING | 700\157 | RING | 700 | 1.3.6.1.4.1.14519.5.2.1.1706.8040.280244513152143876801666835376 | 1.3.6.1.4.1.14519.5.2.1.1706.8040.285910048687536412729322195497 | TCIA | 10.7937/K9/TCIA.2017.umz8dv6s
HNSCC-01-0050 | ORIGINAL | PT | 128 | 1999-01-04 | PET/CT HEAD&NECK CA IN | PET AC | 446981936 | GE MEDICAL SYSTEMS | NULL | 36.14 | Positron Emission Tomography Image Storage | [9 empty] | FDG -- fluorodeoxyglucose | 691900024.4141 | 6588 | 0.97 | CYLINDRICAL RING | 700\157 | RING | 700 | 1.3.6.1.4.1.14519.5.2.1.1706.8040.280244513152143876801666835376 | 1.3.6.1.4.1.14519.5.2.1.1706.8040.327622076711188271381703291150 | TCIA | 10.7937/K9/TCIA.2017.umz8dv6s
HNSCC-01-0050 | ORIGINAL | PT | 91 | 1999-01-04 | PET/CT HEAD&NECK CA IN | PET NO AC | 2 | GE MEDICAL SYSTEMS | Discovery HR | 36.14 | Positron Emission Tomography Image Storage | [9 empty] | FDG -- fluorodeoxyglucose | 665499200 | 6588 | 0.97 | CYLINDRICAL RING | 700\157 | RING | 700 | 1.3.6.1.4.1.14519.5.2.1.1706.8040.280244513152143876801666835376 | 1.3.6.1.4.1.14519.5.2.1.1706.8040.327811242056853489598903440978 | TCIA | 10.7937/K9/TCIA.2017.umz8dv6s
HNSCC-01-0050 | ORIGINAL | PT | 223 | 1999-01-04 | PET/CT HEAD&NECK CA IN | PET AC | 1 | GE MEDICAL SYSTEMS | Discovery HR | 36.14 | Positron Emission Tomography Image Storage | [9 empty] | FDG -- fluorodeoxyglucose | 665499200 | 6588 | 0.97 | CYLINDRICAL RING | 700\157 | RING | 700 | 1.3.6.1.4.1.14519.5.2.1.1706.8040.399324328370604799478499855500 | 1.3.6.1.4.1.14519.5.2.1.1706.8040.333839709165018427656445203136 | TCIA | 10.7937/K9/TCIA.2017.umz8dv6s
HNSCC-01-0050 | ORIGINAL | PT | 128 | 1999-01-04 | PET/CT HEAD&NECK CA IN | PET AC | 388858057 | GE MEDICAL SYSTEMS | NULL | 36.14 | Positron Emission Tomography Image Storage | [9 empty] | FDG -- fluorodeoxyglucose | 691900024.4141 | 6588 | 0.97 | CYLINDRICAL RING | 700\157 | RING | 700 | 1.3.6.1.4.1.14519.5.2.1.1706.8040.399324328370604799478499855500 | 1.3.6.1.4.1.14519.5.2.1.1706.8040.403920243792462183366993013908 | TCIA | 10.7937/K9/TCIA.2017.umz8dv6s
HNSCC-01-0050 | NULL | RTPLAN | 1 | 1999-01-17 | RT SIMULATION | NULL | 1 | ADAC | Pinnacle3 | 9.8 | RT Plan Storage | [17 empty] | 1.3.6.1.4.1.14519.5.2.1.1706.8040.299262714495194279957934497366 | 1.3.6.1.4.1.14519.5.2.1.1706.8040.126767477653707269023502189127 | TCIA | 10.7937/K9/TCIA.2017.umz8dv6s
HNSCC-01-0050 | NULL | RTSTRUCT | 1 | 1999-01-17 | RT SIMULATION | NULL | 1 | ADAC | Pinnacle3 | 9.8 | RT Structure Set Storage | [17 empty] | 1.3.6.1.4.1.14519.5.2.1.1706.8040.299262714495194279957934497366 | 1.3.6.1.4.1.14519.5.2.1.1706.8040.167238431834309557302944736098 | TCIA | 10.7937/K9/TCIA.2017.umz8dv6s
HNSCC-01-0050 | NULL | RTDOSE | 1 | 1999-01-17 | RT SIMULATION | NULL | 1 | ADAC | Pinnacle3 | 9.8 | RT Dose Storage | [17 empty] | 1.3.6.1.4.1.14519.5.2.1.1706.8040.299262714495194279957934497366 | 1.3.6.1.4.1.14519.5.2.1.1706.8040.525945627453094450470364492003 | TCIA | 10.7937/K9/TCIA.2017.umz8dv6s
HNSCC-01-0050 | ORIGINAL | CT | 140 | 1999-01-17 | RT SIMULATION | NULL | NULL | Philips Medical Systems | PQ5000 | 4.9.1/5.0.2 | CT Image Storage | 130 |  | 480 | 480 |  | 0 | CC | [10 empty] | 1.3.6.1.4.1.14519.5.2.1.1706.8040.299262714495194279957934497366 | 1.3.6.1.4.1.14519.5.2.1.1706.8040.322929745825791122654671700188 | TCIA | 10.7937/K9/TCIA.2017.umz8dv6s
HNSCC-01-0050 | DERIVED | PT | 150 | 1999-05-11 | PET/CT HEAD & NECK CA | PETCoronal | 601 | GE MEDICAL SYSTEMS | Discovery RX | 41.04 | Positron Emission Tomography Image Storage | [9 empty] | FDG -- fluorodeoxyglucose | 602963072 | 6588 | 0.97 | CYLINDRICAL RING | 700\153 | RING | 725.9 | 1.3.6.1.4.1.14519.5.2.1.1706.8040.232391400495902160329477683405 | 1.3.6.1.4.1.14519.5.2.1.1706.8040.166582808740424706009105202092 | TCIA | 10.7937/K9/TCIA.2017.umz8dv6s
HNSCC-01-0050 | DERIVED | PT | 150 | 1999-05-11 | PET/CT HEAD & NECK CA | PETCoronal | 601 | GE MEDICAL SYSTEMS | Discovery RX | 41.04 | Positron Emission Tomography Image Storage | [9 empty] | FDG -- fluorodeoxyglucose | 602963072 | 6588 | 0.97 | CYLINDRICAL RING | 700\153 | RING | 700 | 1.3.6.1.4.1.14519.5.2.1.1706.8040.232391400495902160329477683405 | 1.3.6.1.4.1.14519.5.2.1.1706.8040.289076808899473427077391782844 | TCIA | 10.7937/K9/TCIA.2017.umz8dv6s
HNSCC-01-0050 | ORIGINAL | PT | 91 | 1999-05-11 | PET/CT HEAD & NECK CA | PET_AC | 5 | GE MEDICAL SYSTEMS | Discovery RX | 41.04 | Positron Emission Tomography Image Storage | [9 empty] | FDG -- fluorodeoxyglucose | 602963072 | 6588 | 0.97 | CYLINDRICAL RING | 700\153 | RING | 700 | 1.3.6.1.4.1.14519.5.2.1.1706.8040.232391400495902160329477683405 | 1.3.6.1.4.1.14519.5.2.1.1706.8040.123275461342173704256168478154 | TCIA | 10.7937/K9/TCIA.2017.umz8dv6s
HNSCC-01-0050 | ORIGINAL | CT | 223 | 1999-05-11 | PET/CT HEAD & NECK CA | CT Atten Cor Head IN | 2 | GE MEDICAL SYSTEMS | Discovery RX | pet_vct_hp.80 | CT Image Storage | 120 | HELICAL MODE | 500 | 500 | 949.075 | 0 | CW | 566 | 27.5 | [8 empty] | 1.3.6.1.4.1.14519.5.2.1.1706.8040.232391400495902160329477683405 | 1.3.6.1.4.1.14519.5.2.1.1706.8040.267057028115023045768050952377 | TCIA | 10.7937/K9/TCIA.2017.umz8dv6s
HNSCC-01-0050 | ORIGINAL | PT | 223 | 1999-05-11 | PET/CT HEAD & NECK CA | PET_NAC | 5 | GE MEDICAL SYSTEMS | Discovery RX | 41.04 | Positron Emission Tomography Image Storage | [9 empty] | FDG -- fluorodeoxyglucose | 602963072 | 6588 | 0.97 | CYLINDRICAL RING | 700\153 | RING | 700 | 1.3.6.1.4.1.14519.5.2.1.1706.8040.232391400495902160329477683405 | 1.3.6.1.4.1.14519.5.2.1.1706.8040.319715668876444230024542917946 | TCIA | 10.7937/K9/TCIA.2017.umz8dv6s
HNSCC-01-0050 | ORIGINAL | PT | 223 | 1999-05-11 | PET/CT HEAD & NECK CA | PET_AC | 4 | GE MEDICAL SYSTEMS | Discovery RX | 41.04 | Positron Emission Tomography Image Storage | [9 empty] | FDG -- fluorodeoxyglucose | 602963072 | 6588 | 0.97 | CYLINDRICAL RING | 700\153 | RING | 700 | 1.3.6.1.4.1.14519.5.2.1.1706.8040.232391400495902160329477683405 | 1.3.6.1.4.1.14519.5.2.1.1706.8040.328326627395115647456839347045 | TCIA | 10.7937/K9/TCIA.2017.umz8dv6s
HNSCC-01-0050 | ORIGINAL | PT | 91 | 1999-05-11 | PET/CT HEAD & NECK CA | PET_NAC | 6 | GE MEDICAL SYSTEMS | Discovery RX | 41.04 | Positron Emission Tomography Image Storage | [9 empty] | FDG -- fluorodeoxyglucose | 602963072 | 6588 | 0.97 | CYLINDRICAL RING | 700\153 | RING | 700 | 1.3.6.1.4.1.14519.5.2.1.1706.8040.232391400495902160329477683405 | 1.3.6.1.4.1.14519.5.2.1.1706.8040.407395919969022681799222321870 | TCIA | 10.7937/K9/TCIA.2017.umz8dv6s
HNSCC-01-0051 | NULL | RTPLAN | 1 | 1999-01-19 | RT SIMULATION | NULL | 1 | ADAC | Pinnacle3 | 9.8 | RT Plan Storage | [17 empty] | 1.3.6.1.4.1.14519.5.2.1.1706.8040.427606334060350588002933547165 | 1.3.6.1.4.1.14519.5.2.1.1706.8040.249579447713033543225256770401 | TCIA | 10.7937/K9/TCIA.2017.umz8dv6s
HNSCC-01-0051 | NULL | RTDOSE | 1 | 1999-01-19 | RT SIMULATION | NULL | 1 | ADAC | Pinnacle3 | 9.8 | RT Dose Storage | [17 empty] | 1.3.6.1.4.1.14519.5.2.1.1706.8040.427606334060350588002933547165 | 1.3.6.1.4.1.14519.5.2.1.1706.8040.297038063064683492953828971279 | TCIA | 10.7937/K9/TCIA.2017.umz8dv6s
HNSCC-01-0051 | NULL | RTSTRUCT | 1 | 1999-01-19 | RT SIMULATION | NULL | 1 | ADAC | Pinnacle3 | 9.8 | RT Structure Set Storage | [17 empty] | 1.3.6.1.4.1.14519.5.2.1.1706.8040.427606334060350588002933547165 | 1.3.6.1.4.1.14519.5.2.1.1706.8040.768733635527768221616984160432 | TCIA | 10.7937/K9/TCIA.2017.umz8dv6s
HNSCC-01-0051 | ORIGINAL | CT | 140 | 1999-01-19 | RT SIMULATION | NULL | NULL | Philips Medical Systems | PQ5000 | 4.9.1/5.0.2 | CT Image Storage | 130 |  | 480 | 480 |  | 0 | CC | [10 empty] | 1.3.6.1.4.1.14519.5.2.1.1706.8040.427606334060350588002933547165 | 1.3.6.1.4.1.14519.5.2.1.1706.8040.575415018113127946329495843168 | TCIA | 10.7937/K9/TCIA.2017.umz8dv6s
HNSCC-01-0051 | DERIVED | PT | 150 | 1999-01-25 | PET/CT HEAD&NECK CA IN | PETCoronal | 601 | GE MEDICAL SYSTEMS | Discovery STE | 41.03 | Positron Emission Tomography Image Storage | [9 empty] | FDG -- fluorodeoxyglucose | 728082048 | 6588 | 0.97 | CYLINDRICAL RING | 700\153 | RING | 869.8 | 1.3.6.1.4.1.14519.5.2.1.1706.8040.329739692811045606744054003926 | 1.3.6.1.4.1.14519.5.2.1.1706.8040.161878376847280436989668332736 | TCIA | 10.7937/K9/TCIA.2017.umz8dv6s
HNSCC-01-0051 | DERIVED | PT | 150 | 1999-01-25 | PET/CT HEAD&NECK CA IN | PETCoronal | 601 | GE MEDICAL SYSTEMS | Discovery STE | 41.03 | Positron Emission Tomography Image Storage | [9 empty] | FDG -- fluorodeoxyglucose | 728082048 | 6588 | 0.97 | CYLINDRICAL RING | 700\153 | RING | 700 | 1.3.6.1.4.1.14519.5.2.1.1706.8040.187418000980062963587303530674 | 1.3.6.1.4.1.14519.5.2.1.1706.8040.245277270243839823611520425535 | TCIA | 10.7937/K9/TCIA.2017.umz8dv6s
HNSCC-01-0051 | ORIGINAL | CT | 267 | 1999-01-25 | PET/CT HEAD&NECK CA IN | CT Atten Cor Head IN | 2 | GE MEDICAL SYSTEMS | Discovery STE | petct_hl.60a | CT Image Storage | 120 | HELICAL MODE | 500 | 500 | 949.075 | 0 | CW | 566 | [9 empty] | 1.3.6.1.4.1.14519.5.2.1.1706.8040.329739692811045606744054003926 | 1.3.6.1.4.1.14519.5.2.1.1706.8040.106804552134884433767464123066 | TCIA | 10.7937/K9/TCIA.2017.umz8dv6s
HNSCC-01-0051 | ORIGINAL | PT | 135 | 1999-01-25 | PET/CT HEAD&NECK CA IN | PET NO AC | 5 | GE MEDICAL SYSTEMS | Discovery STE | 41.03 | Positron Emission Tomography Image Storage | [9 empty] | FDG -- fluorodeoxyglucose | 728082048 | 6588 | 0.97 | CYLINDRICAL RING | 700\153 | RING | 700 | 1.3.6.1.4.1.14519.5.2.1.1706.8040.187418000980062963587303530674 | 1.3.6.1.4.1.14519.5.2.1.1706.8040.164136893428548515587998400683 | TCIA | 10.7937/K9/TCIA.2017.umz8dv6s
HNSCC-01-0051 | ORIGINAL | PT | 267 | 1999-01-25 | PET/CT HEAD&NECK CA IN | PET NO AC | 5 | GE MEDICAL SYSTEMS | Discovery STE | 41.03 | Positron Emission Tomography Image Storage | [9 empty] | FDG -- fluorodeoxyglucose | 728082048 | 6588 | 0.97 | CYLINDRICAL RING | 700\153 | RING | 700 | 1.3.6.1.4.1.14519.5.2.1.1706.8040.329739692811045606744054003926 | 1.3.6.1.4.1.14519.5.2.1.1706.8040.198744843518334317106387180609 | TCIA | 10.7937/K9/TCIA.2017.umz8dv6s
HNSCC-01-0051 | ORIGINAL | PT | 135 | 1999-01-25 | PET/CT HEAD&NECK CA IN | PET AC | 4 | GE MEDICAL SYSTEMS | Discovery STE | 41.03 | Positron Emission Tomography Image Storage | [9 empty] | FDG -- fluorodeoxyglucose | 728082048 | 6588 | 0.97 | CYLINDRICAL RING | 700\153 | RING | 700 | 1.3.6.1.4.1.14519.5.2.1.1706.8040.187418000980062963587303530674 | 1.3.6.1.4.1.14519.5.2.1.1706.8040.327634317895673484400360133053 | TCIA | 10.7937/K9/TCIA.2017.umz8dv6s
HNSCC-01-0051 | ORIGINAL | PT | 267 | 1999-01-25 | PET/CT HEAD&NECK CA IN | PET AC | 4 | GE MEDICAL SYSTEMS | Discovery STE | 41.03 | Positron Emission Tomography Image Storage | [9 empty] | FDG -- fluorodeoxyglucose | 728082048 | 6588 | 0.97 | CYLINDRICAL RING | 700\153 | RING | 700 | 1.3.6.1.4.1.14519.5.2.1.1706.8040.329739692811045606744054003926 | 1.3.6.1.4.1.14519.5.2.1.1706.8040.385397233619698623007986805389 | TCIA | 10.7937/K9/TCIA.2017.umz8dv6s
HNSCC-01-0051 | DERIVED | PT | 150 | 1999-05-08 | PET/CT HEAD & NECK CA | PETCoronal | 601 | GE MEDICAL SYSTEMS | Discovery STE | 41.04 | Positron Emission Tomography Image Storage | [9 empty] | FDG -- fluorodeoxyglucose | 721023680 | 6588 | 0.97 | CYLINDRICAL RING | 700\153 | RING | 700 | 1.3.6.1.4.1.14519.5.2.1.1706.8040.206975576508771721742984289330 | 1.3.6.1.4.1.14519.5.2.1.1706.8040.217695727456410651974745282351 | TCIA | 10.7937/K9/TCIA.2017.umz8dv6s
HNSCC-01-0051 | DERIVED | PT | 150 | 1999-05-08 | PET/CT HEAD & NECK CA | PETCoronal | 601 | GE MEDICAL SYSTEMS | Discovery STE | 41.04 | Positron Emission Tomography Image Storage | [9 empty] | FDG -- fluorodeoxyglucose | 721023680 | 6588 | 0.97 | CYLINDRICAL RING | 700\153 | RING | 725.9 | 1.3.6.1.4.1.14519.5.2.1.1706.8040.419726272423083677411746767837 | 1.3.6.1.4.1.14519.5.2.1.1706.8040.399956220953063456938029310674 | TCIA | 10.7937/K9/TCIA.2017.umz8dv6s
HNSCC-01-0051 | ORIGINAL | PT | 91 | 1999-05-08 | PET/CT HEAD & NECK CA | PET_AC | 5 | GE MEDICAL SYSTEMS | Discovery STE | 41.04 | Positron Emission Tomography Image Storage | [9 empty] | FDG -- fluorodeoxyglucose | 721023680 | 6588 | 0.97 | CYLINDRICAL RING | 700\153 | RING | 700 | 1.3.6.1.4.1.14519.5.2.1.1706.8040.206975576508771721742984289330 | 1.3.6.1.4.1.14519.5.2.1.1706.8040.135717257453448705768643032067 | TCIA | 10.7937/K9/TCIA.2017.umz8dv6s
HNSCC-01-0051 | ORIGINAL | PT | 91 | 1999-05-08 | PET/CT HEAD & NECK CA | PET_NAC | 6 | GE MEDICAL SYSTEMS | Discovery STE | 41.04 | Positron Emission Tomography Image Storage | [9 empty] | FDG -- fluorodeoxyglucose | 721023680 | 6588 | 0.97 | CYLINDRICAL RING | 700\153 | RING | 700 | 1.3.6.1.4.1.14519.5.2.1.1706.8040.206975576508771721742984289330 | 1.3.6.1.4.1.14519.5.2.1.1706.8040.186042456082108201774705143870 | TCIA | 10.7937/K9/TCIA.2017.umz8dv6s
HNSCC-01-0051 | ORIGINAL | CT | 223 | 1999-05-08 | PET/CT HEAD & NECK CA | CT Atten Cor Head IN | 2 | GE MEDICAL SYSTEMS | Discovery STE | pet_vct_hp.80 | CT Image Storage | 120 | HELICAL MODE | 500 | 500 | 949.075 | 0 | CW | 566 | 27.5 | [8 empty] | 1.3.6.1.4.1.14519.5.2.1.1706.8040.419726272423083677411746767837 | 1.3.6.1.4.1.14519.5.2.1.1706.8040.251957259139664875120726218734 | TCIA | 10.7937/K9/TCIA.2017.umz8dv6s
HNSCC-01-0051 | ORIGINAL | PT | 223 | 1999-05-08 | PET/CT HEAD & NECK CA | PET_NAC | 5 | GE MEDICAL SYSTEMS | Discovery STE | 41.04 | Positron Emission Tomography Image Storage | [9 empty] | FDG -- fluorodeoxyglucose | 721023680 | 6588 | 0.97 | CYLINDRICAL RING | 700\153 | RING | 700 | 1.3.6.1.4.1.14519.5.2.1.1706.8040.419726272423083677411746767837 | 1.3.6.1.4.1.14519.5.2.1.1706.8040.694596688825126709936428475664 | TCIA | 10.7937/K9/TCIA.2017.umz8dv6s
HNSCC-01-0051 | ORIGINAL | PT | 223 | 1999-05-08 | PET/CT HEAD & NECK CA | PET_AC | 4 | GE MEDICAL SYSTEMS | Discovery STE | 41.04 | Positron Emission Tomography Image Storage | [9 empty] | FDG -- fluorodeoxyglucose | 721023680 | 6588 | 0.97 | CYLINDRICAL RING | 700\153 | RING | 700 | 1.3.6.1.4.1.14519.5.2.1.1706.8040.419726272423083677411746767837 | 1.3.6.1.4.1.14519.5.2.1.1706.8040.963537707208672137063743068407 | TCIA | 10.7937/K9/TCIA.2017.umz8dv6s
HNSCC-01-0052 | ORIGINAL | PT | 60 | 1999-02-16 | PET/CT HEAD&NECK CA IN | MIP | 123 | GE MEDICAL SYSTEMS | NULL | 36.14 | Positron Emission Tomography Image Storage | [9 empty] | FDG -- fluorodeoxyglucose | 669700012.207 | 6588 | 0.97 | CYLINDRICAL RING | 700\157 | RING | 700 | 1.3.6.1.4.1.14519.5.2.1.1706.8040.649529826687441257982630830742 | 1.3.6.1.4.1.14519.5.2.1.1706.8040.193748407452992228650566319383 | TCIA | 10.7937/K9/TCIA.2017.umz8dv6s
HNSCC-01-0052 | ORIGINAL | PT | 128 | 1999-02-16 | PET/CT HEAD&NECK CA IN | PET AC | 20918634 | GE MEDICAL SYSTEMS | NULL | 36.14 | Positron Emission Tomography Image Storage | [9 empty] | FDG -- fluorodeoxyglucose | 669700012.207 | 6588 | 0.97 | CYLINDRICAL RING | 700\157 | RING | 700 | 1.3.6.1.4.1.14519.5.2.1.1706.8040.649529826687441257982630830742 | 1.3.6.1.4.1.14519.5.2.1.1706.8040.204260594735038124049199872391 | TCIA | 10.7937/K9/TCIA.2017.umz8dv6s
HNSCC-01-0052 | ORIGINAL | PT | 223 | 1999-02-16 | PET/CT HEAD&NECK CA IN | PET NO AC | 2 | GE MEDICAL SYSTEMS | Discovery HR | 36.14 | Positron Emission Tomography Image Storage | [9 empty] | FDG -- fluorodeoxyglucose | 665485632 | 6588 | 0.97 | CYLINDRICAL RING | 700\157 | RING | 700 | 1.3.6.1.4.1.14519.5.2.1.1706.8040.649529826687441257982630830742 | 1.3.6.1.4.1.14519.5.2.1.1706.8040.268820623010229509268219936841 | TCIA | 10.7937/K9/TCIA.2017.umz8dv6s
HNSCC-01-0052 | ORIGINAL | CT | 223 | 1999-02-16 | PET/CT HEAD&NECK CA IN | CT Atten Cor Head IN | 2 | GE MEDICAL SYSTEMS | Discovery HR | LightSpeedverrel | CT Image Storage | 120 | HELICAL MODE | 500 | 500 | 949.075 | 0 | CW | 566 | [9 empty] | 1.3.6.1.4.1.14519.5.2.1.1706.8040.649529826687441257982630830742 | 1.3.6.1.4.1.14519.5.2.1.1706.8040.302841929087074845587085770495 | TCIA | 10.7937/K9/TCIA.2017.umz8dv6s
HNSCC-01-0052 | ORIGINAL | PT | 223 | 1999-02-16 | PET/CT HEAD&NECK CA IN | PET AC | 1 | GE MEDICAL SYSTEMS | Discovery HR | 36.14 | Positron Emission Tomography Image Storage | [9 empty] | FDG -- fluorodeoxyglucose | 665485632 | 6588 | 0.97 | CYLINDRICAL RING | 700\157 | RING | 700 | 1.3.6.1.4.1.14519.5.2.1.1706.8040.649529826687441257982630830742 | 1.3.6.1.4.1.14519.5.2.1.1706.8040.959175994693459412146557535040 | TCIA | 10.7937/K9/TCIA.2017.umz8dv6s
HNSCC-01-0052 | ORIGINAL | CT | 223 | 1999-06-09 | PET/CT HEAD & NECK CA | CT Atten Cor Head IN | 2 | GE MEDICAL SYSTEMS | Discovery STE | pet_vct_hp.80 | CT Image Storage | 120 | HELICAL MODE | 500 | 500 | 949.075 | 0 | CW | 566 | 27.5 | [8 empty] | 1.3.6.1.4.1.14519.5.2.1.1706.8040.110151657761842598797898732481 | 1.3.6.1.4.1.14519.5.2.1.1706.8040.111736420206567392984021372329 | TCIA | 10.7937/K9/TCIA.2017.umz8dv6s
HNSCC-01-0052 | ORIGINAL | PT | 223 | 1999-06-09 | PET/CT HEAD & NECK CA | PET_AC | 4 | GE MEDICAL SYSTEMS | Discovery STE | 41.04 | Positron Emission Tomography Image Storage | [9 empty] | FDG -- fluorodeoxyglucose | 651131648 | 6588 | 0.97 | CYLINDRICAL RING | 700\153 | RING | 700 | 1.3.6.1.4.1.14519.5.2.1.1706.8040.110151657761842598797898732481 | 1.3.6.1.4.1.14519.5.2.1.1706.8040.119754009001279995088632222621 | TCIA | 10.7937/K9/TCIA.2017.umz8dv6s
HNSCC-01-0052 | ORIGINAL | PT | 91 | 1999-06-09 | PET/CT HEAD & NECK CA | PET_AC | 5 | GE MEDICAL SYSTEMS | Discovery STE | 41.04 | Positron Emission Tomography Image Storage | [9 empty] | FDG -- fluorodeoxyglucose | 651131648 | 6588 | 0.97 | CYLINDRICAL RING | 700\153 | RING | 700 | 1.3.6.1.4.1.14519.5.2.1.1706.8040.247762999649579920897721542954 | 1.3.6.1.4.1.14519.5.2.1.1706.8040.216007183782866061399491943305 | TCIA | 10.7937/K9/TCIA.2017.umz8dv6s
HNSCC-01-0052 | ORIGINAL | PT | 223 | 1999-06-09 | PET/CT HEAD & NECK CA | PET_NAC | 5 | GE MEDICAL SYSTEMS | Discovery STE | 41.04 | Positron Emission Tomography Image Storage | [9 empty] | FDG -- fluorodeoxyglucose | 651131648 | 6588 | 0.97 | CYLINDRICAL RING | 700\153 | RING | 700 | 1.3.6.1.4.1.14519.5.2.1.1706.8040.110151657761842598797898732481 | 1.3.6.1.4.1.14519.5.2.1.1706.8040.275160252946584444546229747948 | TCIA | 10.7937/K9/TCIA.2017.umz8dv6s
HNSCC-01-0052 | ORIGINAL | PT | 91 | 1999-06-09 | PET/CT HEAD & NECK CA | PET_NAC | 6 | GE MEDICAL SYSTEMS | Discovery STE | 41.04 | Positron Emission Tomography Image Storage | [9 empty] | FDG -- fluorodeoxyglucose | 651131648 | 6588 | 0.97 | CYLINDRICAL RING | 700\153 | RING | 700 | 1.3.6.1.4.1.14519.5.2.1.1706.8040.247762999649579920897721542954 | 1.3.6.1.4.1.14519.5.2.1.1706.8040.415419945825904255716542648737 | TCIA | 10.7937/K9/TCIA.2017.umz8dv6s
HNSCC-01-0053 | ORIGINAL | PT | 223 | 1999-02-07 | PET/CT HEAD&NECK CA IN | PET AC | 1 | GE MEDICAL SYSTEMS | Discovery HR | 36.14 | Positron Emission Tomography Image Storage | [9 empty] | FDG -- fluorodeoxyglucose | 714282944 | 6588 | 0.97 | CYLINDRICAL RING | 700\157 | RING | 700 | 1.3.6.1.4.1.14519.5.2.1.1706.8040.129413300797752469140505474467 | 1.3.6.1.4.1.14519.5.2.1.1706.8040.205112491220687353895379457084 | TCIA | 10.7937/K9/TCIA.2017.umz8dv6s
HNSCC-01-0053 | ORIGINAL | CT | 223 | 1999-02-07 | PET/CT HEAD&NECK CA IN | CT Atten Cor Head IN | 2 | GE MEDICAL SYSTEMS | Discovery HR | LightSpeedverrel | CT Image Storage | 120 | HELICAL MODE | 500 | 500 | 949.075 | 0 | CW | 566 | [9 empty] | 1.3.6.1.4.1.14519.5.2.1.1706.8040.129413300797752469140505474467 | 1.3.6.1.4.1.14519.5.2.1.1706.8040.215633374698764510136933348676 | TCIA | 10.7937/K9/TCIA.2017.umz8dv6s
HNSCC-01-0053 | ORIGINAL | PT | 60 | 1999-02-07 | PET/CT HEAD&NECK CA IN | MIP | 123 | GE MEDICAL SYSTEMS | NULL | 36.14 | Positron Emission Tomography Image Storage | [9 empty] | FDG -- fluorodeoxyglucose | 728900024.4141 | 6588 | 0.97 | CYLINDRICAL RING | 700\157 | RING | 700 | 1.3.6.1.4.1.14519.5.2.1.1706.8040.587645603868553291743763341702 | 1.3.6.1.4.1.14519.5.2.1.1706.8040.253842562448044734812693944040 | TCIA | 10.7937/K9/TCIA.2017.umz8dv6s
HNSCC-01-0053 | ORIGINAL | PT | 91 | 1999-02-07 | PET/CT HEAD&NECK CA IN | PET AC | 1 | GE MEDICAL SYSTEMS | Discovery HR | 36.14 | Positron Emission Tomography Image Storage | [9 empty] | FDG -- fluorodeoxyglucose | 714282944 | 6588 | 0.97 | CYLINDRICAL RING | 700\157 | RING | 700 | 1.3.6.1.4.1.14519.5.2.1.1706.8040.587645603868553291743763341702 | 1.3.6.1.4.1.14519.5.2.1.1706.8040.292570296659161800806982224124 | TCIA | 10.7937/K9/TCIA.2017.umz8dv6s
HNSCC-01-0053 | ORIGINAL | PT | 91 | 1999-02-07 | PET/CT HEAD&NECK CA IN | PET NO AC | 2 | GE MEDICAL SYSTEMS | Discovery HR | 36.14 | Positron Emission Tomography Image Storage | [9 empty] | FDG -- fluorodeoxyglucose | 714282944 | 6588 | 0.97 | CYLINDRICAL RING | 700\157 | RING | 700 | 1.3.6.1.4.1.14519.5.2.1.1706.8040.587645603868553291743763341702 | 1.3.6.1.4.1.14519.5.2.1.1706.8040.305922586441992823244803350903 | TCIA | 10.7937/K9/TCIA.2017.umz8dv6s
HNSCC-01-0053 | ORIGINAL | PT | 60 | 1999-02-07 | PET/CT HEAD&NECK CA IN | MIP | 123 | GE MEDICAL SYSTEMS | NULL | 36.14 | Positron Emission Tomography Image Storage | [9 empty] | FDG -- fluorodeoxyglucose | 728900024.4141 | 6588 | 0.97 | CYLINDRICAL RING | 700\157 | RING | 700 | 1.3.6.1.4.1.14519.5.2.1.1706.8040.129413300797752469140505474467 | 1.3.6.1.4.1.14519.5.2.1.1706.8040.315570900334113728760268184496 | TCIA | 10.7937/K9/TCIA.2017.umz8dv6s
HNSCC-01-0053 | ORIGINAL | PT | 128 | 1999-02-07 | PET/CT HEAD&NECK CA IN | PET AC | 156062378 | GE MEDICAL SYSTEMS | NULL | 36.14 | Positron Emission Tomography Image Storage | [9 empty] | FDG -- fluorodeoxyglucose | 728900024.4141 | 6588 | 0.97 | CYLINDRICAL RING | 700\157 | RING | 700 | 1.3.6.1.4.1.14519.5.2.1.1706.8040.587645603868553291743763341702 | 1.3.6.1.4.1.14519.5.2.1.1706.8040.328982330938448696877943194150 | TCIA | 10.7937/K9/TCIA.2017.umz8dv6s
HNSCC-01-0053 | ORIGINAL | PT | 223 | 1999-02-07 | PET/CT HEAD&NECK CA IN | PET NO AC | 2 | GE MEDICAL SYSTEMS | Discovery HR | 36.14 | Positron Emission Tomography Image Storage | [9 empty] | FDG -- fluorodeoxyglucose | 714282944 | 6588 | 0.97 | CYLINDRICAL RING | 700\157 | RING | 700 | 1.3.6.1.4.1.14519.5.2.1.1706.8040.129413300797752469140505474467 | 1.3.6.1.4.1.14519.5.2.1.1706.8040.473840009361161441735886809657 | TCIA | 10.7937/K9/TCIA.2017.umz8dv6s
HNSCC-01-0053 | ORIGINAL | PT | 128 | 1999-02-07 | PET/CT HEAD&NECK CA IN | PET AC | 479155457 | GE MEDICAL SYSTEMS | NULL | 36.14 | Positron Emission Tomography Image Storage | [9 empty] | FDG -- fluorodeoxyglucose | 728900024.4141 | 6588 | 0.97 | CYLINDRICAL RING | 700\157 | RING | 700 | 1.3.6.1.4.1.14519.5.2.1.1706.8040.129413300797752469140505474467 | 1.3.6.1.4.1.14519.5.2.1.1706.8040.701211158245100379741828696625 | TCIA | 10.7937/K9/TCIA.2017.umz8dv6s
HNSCC-01-0053 | NULL | RTSTRUCT | 1 | 1999-03-15 | RT SIMULATION | NULL | 1 | ADAC | Pinnacle3 | 9.8 | RT Structure Set Storage | [17 empty] | 1.3.6.1.4.1.14519.5.2.1.1706.8040.350427431734808032434987834188 | 1.3.6.1.4.1.14519.5.2.1.1706.8040.269462188112914688374326214365 | TCIA | 10.7937/K9/TCIA.2017.umz8dv6s
HNSCC-01-0053 | NULL | RTPLAN | 1 | 1999-03-15 | RT SIMULATION | NULL | 1 | ADAC | Pinnacle3 | 9.8 | RT Plan Storage | [17 empty] | 1.3.6.1.4.1.14519.5.2.1.1706.8040.350427431734808032434987834188 | 1.3.6.1.4.1.14519.5.2.1.1706.8040.290184736037473610700541312312 | TCIA | 10.7937/K9/TCIA.2017.umz8dv6s
HNSCC-01-0053 | NULL | RTDOSE | 1 | 1999-03-15 | RT SIMULATION | NULL | 1 | ADAC | Pinnacle3 | 9.8 | RT Dose Storage | [17 empty] | 1.3.6.1.4.1.14519.5.2.1.1706.8040.350427431734808032434987834188 | 1.3.6.1.4.1.14519.5.2.1.1706.8040.522448968225207351610471045905 | TCIA | 10.7937/K9/TCIA.2017.umz8dv6s
HNSCC-01-0053 | ORIGINAL | CT | 130 | 1999-03-15 | RT SIMULATION | NULL | NULL | Philips Medical Systems | PQ5000 | 4.9.1/5.0.2 | CT Image Storage | 130 |  | 480 | 480 |  | 0 | CC | [10 empty] | 1.3.6.1.4.1.14519.5.2.1.1706.8040.350427431734808032434987834188 | 1.3.6.1.4.1.14519.5.2.1.1706.8040.233648913272799197900630683106 | TCIA | 10.7937/K9/TCIA.2017.umz8dv6s
HNSCC-01-0053 | ORIGINAL | PT | 91 | 1999-07-10 | PET/CT HEAD & NECK CA | PET_AC | 5 | GE MEDICAL SYSTEMS | Discovery STE | 41.04 | Positron Emission Tomography Image Storage | [9 empty] | FDG -- fluorodeoxyglucose | 612965120 | 6588 | 0.97 | CYLINDRICAL RING | 700\153 | RING | 700 | 1.3.6.1.4.1.14519.5.2.1.1706.8040.236512456436724800974197985346 | 1.3.6.1.4.1.14519.5.2.1.1706.8040.134312739093018047315003628573 | TCIA | 10.7937/K9/TCIA.2017.umz8dv6s
HNSCC-01-0053 | ORIGINAL | CT | 223 | 1999-07-10 | PET/CT HEAD & NECK CA | CT Atten Cor Head IN | 2 | GE MEDICAL SYSTEMS | Discovery STE | pet_vct_hp.80 | CT Image Storage | 120 | HELICAL MODE | 500 | 500 | 949.075 | 0 | CW | 566 | 27.5 | [8 empty] | 1.3.6.1.4.1.14519.5.2.1.1706.8040.504649595360312842481922978155 | 1.3.6.1.4.1.14519.5.2.1.1706.8040.290923658426401787787445596054 | TCIA | 10.7937/K9/TCIA.2017.umz8dv6s
HNSCC-01-0053 | ORIGINAL | PT | 91 | 1999-07-10 | PET/CT HEAD & NECK CA | PET_NAC | 6 | GE MEDICAL SYSTEMS | Discovery STE | 41.04 | Positron Emission Tomography Image Storage | [9 empty] | FDG -- fluorodeoxyglucose | 612965120 | 6588 | 0.97 | CYLINDRICAL RING | 700\153 | RING | 700 | 1.3.6.1.4.1.14519.5.2.1.1706.8040.236512456436724800974197985346 | 1.3.6.1.4.1.14519.5.2.1.1706.8040.342882760148133063392760207951 | TCIA | 10.7937/K9/TCIA.2017.umz8dv6s
HNSCC-01-0054 | DERIVED | PT | 150 | 1999-03-02 | PET/CT HEAD&NECK CA IN | PETCoronal | 601 | GE MEDICAL SYSTEMS | Discovery STE | 41.03 | Positron Emission Tomography Image Storage | [9 empty] | FDG -- fluorodeoxyglucose | 558593728 | 6588 | 0.97 | CYLINDRICAL RING | 700\153 | RING | 725.9 | 1.3.6.1.4.1.14519.5.2.1.1706.8040.173908889271158728587452704198 | 1.3.6.1.4.1.14519.5.2.1.1706.8040.745984155601625529486309010899 | TCIA | 10.7937/K9/TCIA.2017.umz8dv6s
HNSCC-01-0054 | ORIGINAL | PT | 223 | 1999-03-02 | PET/CT HEAD&NECK CA IN | PET NO AC | 5 | GE MEDICAL SYSTEMS | Discovery STE | 41.03 | Positron Emission Tomography Image Storage | [9 empty] | FDG -- fluorodeoxyglucose | 558593728 | 6588 | 0.97 | CYLINDRICAL RING | 700\153 | RING | 700 | 1.3.6.1.4.1.14519.5.2.1.1706.8040.173908889271158728587452704198 | 1.3.6.1.4.1.14519.5.2.1.1706.8040.286156377240230974647793903732 | TCIA | 10.7937/K9/TCIA.2017.umz8dv6s
HNSCC-01-0054 | ORIGINAL | PT | 223 | 1999-03-02 | PET/CT HEAD&NECK CA IN | PET AC | 4 | GE MEDICAL SYSTEMS | Discovery STE | 41.03 | Positron Emission Tomography Image Storage | [9 empty] | FDG -- fluorodeoxyglucose | 558593728 | 6588 | 0.97 | CYLINDRICAL RING | 700\153 | RING | 700 | 1.3.6.1.4.1.14519.5.2.1.1706.8040.173908889271158728587452704198 | 1.3.6.1.4.1.14519.5.2.1.1706.8040.316623705354028163750764793530 | TCIA | 10.7937/K9/TCIA.2017.umz8dv6s
HNSCC-01-0054 | ORIGINAL | CT | 223 | 1999-03-02 | PET/CT HEAD&NECK CA IN | CT Atten Cor Head IN | 2 | GE MEDICAL SYSTEMS | Discovery STE | petct_hl.60a | CT Image Storage | 120 | HELICAL MODE | 500 | 500 | 949.075 | 0 | CW | 566 | [9 empty] | 1.3.6.1.4.1.14519.5.2.1.1706.8040.173908889271158728587452704198 | 1.3.6.1.4.1.14519.5.2.1.1706.8040.380092512350186027657294465535 | TCIA | 10.7937/K9/TCIA.2017.umz8dv6s
HNSCC-01-0054 | NULL | RTSTRUCT | 1 | 1999-05-23 | RT SIMULATION | NULL | 1 | ADAC | Pinnacle3 | 9.8 | RT Structure Set Storage | [17 empty] | 1.3.6.1.4.1.14519.5.2.1.1706.8040.788818768335638443411452451222 | 1.3.6.1.4.1.14519.5.2.1.1706.8040.200883703661464318077887643606 | TCIA | 10.7937/K9/TCIA.2017.umz8dv6s
HNSCC-01-0054 | NULL | RTDOSE | 1 | 1999-05-23 | RT SIMULATION | NULL | 1 | ADAC | Pinnacle3 | 9.8 | RT Dose Storage | [17 empty] | 1.3.6.1.4.1.14519.5.2.1.1706.8040.788818768335638443411452451222 | 1.3.6.1.4.1.14519.5.2.1.1706.8040.203130106254905331672711768134 | TCIA | 10.7937/K9/TCIA.2017.umz8dv6s
HNSCC-01-0054 | NULL | RTPLAN | 1 | 1999-05-23 | RT SIMULATION | NULL | 1 | ADAC | Pinnacle3 | 9.8 | RT Plan Storage | [17 empty] | 1.3.6.1.4.1.14519.5.2.1.1706.8040.788818768335638443411452451222 | 1.3.6.1.4.1.14519.5.2.1.1706.8040.337548626725267036583331668679 | TCIA | 10.7937/K9/TCIA.2017.umz8dv6s
HNSCC-01-0054 | ORIGINAL | CT | 157 | 1999-05-23 | RT SIMULATION | NULL | 2 | Philips | Mx8000 IDT | 1.1.0 | CT Image Storage | 120 | HELIX | 500 | 500 |  | 0 | CW | [10 empty] | 1.3.6.1.4.1.14519.5.2.1.1706.8040.788818768335638443411452451222 | 1.3.6.1.4.1.14519.5.2.1.1706.8040.816649831745361686832128058763 | TCIA | 10.7937/K9/TCIA.2017.umz8dv6s
HNSCC-01-0054 | ORIGINAL | PT | 91 | 2000-01-08 | PET/CT HEAD & NECK CA | PET_NAC_HEAD | 11 | GE MEDICAL SYSTEMS | Discovery RX | 41.04 | Positron Emission Tomography Image Storage | [9 empty] | FDG -- fluorodeoxyglucose | 667947520 | 6588 | 0.97 | CYLINDRICAL RING | 700\153 | RING | 700 | 1.3.6.1.4.1.14519.5.2.1.1706.8040.683573958874951402554123744763 | 1.3.6.1.4.1.14519.5.2.1.1706.8040.116149499730899855741619258227 | TCIA | 10.7937/K9/TCIA.2017.umz8dv6s
HNSCC-01-0054 | ORIGINAL | PT | 223 | 2000-01-08 | PET/CT HEAD & NECK CA | PET_AC | 4 | GE MEDICAL SYSTEMS | Discovery RX | 41.04 | Positron Emission Tomography Image Storage | [9 empty] | FDG -- fluorodeoxyglucose | 667947520 | 6588 | 0.97 | CYLINDRICAL RING | 700\153 | RING | 700 | 1.3.6.1.4.1.14519.5.2.1.1706.8040.683573958874951402554123744763 | 1.3.6.1.4.1.14519.5.2.1.1706.8040.215464009675760102603559337474 | TCIA | 10.7937/K9/TCIA.2017.umz8dv6s
HNSCC-01-0054 | ORIGINAL | PT | 91 | 2000-01-08 | PET/CT HEAD & NECK CA | PET_AC_HEAD | 10 | GE MEDICAL SYSTEMS | Discovery RX | 41.04 | Positron Emission Tomography Image Storage | [9 empty] | FDG -- fluorodeoxyglucose | 667947520 | 6588 | 0.97 | CYLINDRICAL RING | 700\153 | RING | 700 | 1.3.6.1.4.1.14519.5.2.1.1706.8040.683573958874951402554123744763 | 1.3.6.1.4.1.14519.5.2.1.1706.8040.293838289398234524324016231473 | TCIA | 10.7937/K9/TCIA.2017.umz8dv6s
HNSCC-01-0054 | ORIGINAL | CT | 223 | 2000-01-08 | PET/CT HEAD & NECK CA | CT Atten Cor Head IN | 2 | GE MEDICAL SYSTEMS | Discovery RX | pet_vct_hp.80 | CT Image Storage | 120 | HELICAL MODE | 500 | 500 | 949.075 | 0 | CW | 566 | 27.5 | [8 empty] | 1.3.6.1.4.1.14519.5.2.1.1706.8040.683573958874951402554123744763 | 1.3.6.1.4.1.14519.5.2.1.1706.8040.337150693269452644304421009280 | TCIA | 10.7937/K9/TCIA.2017.umz8dv6s
HNSCC-01-0054 | ORIGINAL | PT | 223 | 2000-01-08 | PET/CT HEAD & NECK CA | PET_NAC | 5 | GE MEDICAL SYSTEMS | Discovery RX | 41.04 | Positron Emission Tomography Image Storage | [9 empty] | FDG -- fluorodeoxyglucose | 667947520 | 6588 | 0.97 | CYLINDRICAL RING | 700\153 | RING | 700 | 1.3.6.1.4.1.14519.5.2.1.1706.8040.683573958874951402554123744763 | 1.3.6.1.4.1.14519.5.2.1.1706.8040.846413906289597405464532881887 | TCIA | 10.7937/K9/TCIA.2017.umz8dv6s
HNSCC-01-0055 | DERIVED | PT | 150 | 1999-03-09 | PET/CT HEAD&NECK CA IN | PETCoronal | 601 | GE MEDICAL SYSTEMS | Discovery STE | 41.03 | Positron Emission Tomography Image Storage | [9 empty] | FDG -- fluorodeoxyglucose | 620648000 | 6588 | 0.97 | CYLINDRICAL RING | 700\153 | RING | 700 | 1.3.6.1.4.1.14519.5.2.1.1706.8040.319877792472424045178585540478 | 1.3.6.1.4.1.14519.5.2.1.1706.8040.114263674970974539325976280814 | TCIA | 10.7937/K9/TCIA.2017.umz8dv6s
HNSCC-01-0055 | DERIVED | PT | 150 | 1999-03-09 | PET/CT HEAD&NECK CA IN | PETCoronal | 601 | GE MEDICAL SYSTEMS | Discovery STE | 41.03 | Positron Emission Tomography Image Storage | [9 empty] | FDG -- fluorodeoxyglucose | 620648000 | 6588 | 0.97 | CYLINDRICAL RING | 700\153 | RING | 700 | 1.3.6.1.4.1.14519.5.2.1.1706.8040.259155744802253997265699132465 | 1.3.6.1.4.1.14519.5.2.1.1706.8040.131366120745128310339276697828 | TCIA | 10.7937/K9/TCIA.2017.umz8dv6s
HNSCC-01-0055 | ORIGINAL | PT | 91 | 1999-03-09 | PET/CT HEAD&NECK CA IN | PET NO AC | 6 | GE MEDICAL SYSTEMS | Discovery STE | 41.03 | Positron Emission Tomography Image Storage | [9 empty] | FDG -- fluorodeoxyglucose | 620648000 | 6588 | 0.97 | CYLINDRICAL RING | 700\153 | RING | 700 | 1.3.6.1.4.1.14519.5.2.1.1706.8040.259155744802253997265699132465 | 1.3.6.1.4.1.14519.5.2.1.1706.8040.121634972495881013340103627020 | TCIA | 10.7937/K9/TCIA.2017.umz8dv6s
HNSCC-01-0055 | ORIGINAL | PT | 179 | 1999-03-09 | PET/CT HEAD&NECK CA IN | PET AC | 4 | GE MEDICAL SYSTEMS | Discovery STE | 41.03 | Positron Emission Tomography Image Storage | [9 empty] | FDG -- fluorodeoxyglucose | 620648000 | 6588 | 0.97 | CYLINDRICAL RING | 700\153 | RING | 700 | 1.3.6.1.4.1.14519.5.2.1.1706.8040.319877792472424045178585540478 | 1.3.6.1.4.1.14519.5.2.1.1706.8040.150792904699025693067032020639 | TCIA | 10.7937/K9/TCIA.2017.umz8dv6s
HNSCC-01-0055 | ORIGINAL | PT | 91 | 1999-03-09 | PET/CT HEAD&NECK CA IN | PET AC | 5 | GE MEDICAL SYSTEMS | Discovery STE | 41.03 | Positron Emission Tomography Image Storage | [9 empty] | FDG -- fluorodeoxyglucose | 620648000 | 6588 | 0.97 | CYLINDRICAL RING | 700\153 | RING | 700 | 1.3.6.1.4.1.14519.5.2.1.1706.8040.259155744802253997265699132465 | 1.3.6.1.4.1.14519.5.2.1.1706.8040.265421142571652502373315739400 | TCIA | 10.7937/K9/TCIA.2017.umz8dv6s
HNSCC-01-0055 | ORIGINAL | PT | 179 | 1999-03-09 | PET/CT HEAD&NECK CA IN | PET NO AC | 5 | GE MEDICAL SYSTEMS | Discovery STE | 41.03 | Positron Emission Tomography Image Storage | [9 empty] | FDG -- fluorodeoxyglucose | 620648000 | 6588 | 0.97 | CYLINDRICAL RING | 700\153 | RING | 700 | 1.3.6.1.4.1.14519.5.2.1.1706.8040.319877792472424045178585540478 | 1.3.6.1.4.1.14519.5.2.1.1706.8040.270193448596475285516956291931 | TCIA | 10.7937/K9/TCIA.2017.umz8dv6s
HNSCC-01-0055 | ORIGINAL | CT | 179 | 1999-03-09 | PET/CT HEAD&NECK CA IN | CT Atten Cor Head IN | 2 | GE MEDICAL SYSTEMS | Discovery STE | petct_hl.60a | CT Image Storage | 120 | HELICAL MODE | 500 | 500 | 949.075 | 0 | CW | 566 | [9 empty] | 1.3.6.1.4.1.14519.5.2.1.1706.8040.319877792472424045178585540478 | 1.3.6.1.4.1.14519.5.2.1.1706.8040.583500057366400289975567756518 | TCIA | 10.7937/K9/TCIA.2017.umz8dv6s
HNSCC-01-0055 | NULL | RTDOSE | 1 | 1999-03-12 | RT SIMULATION | NULL | 1 | ADAC | Pinnacle3 | 9.8 | RT Dose Storage | [17 empty] | 1.3.6.1.4.1.14519.5.2.1.1706.8040.118140631158796317880648764609 | 1.3.6.1.4.1.14519.5.2.1.1706.8040.211773883667224086866087739510 | TCIA | 10.7937/K9/TCIA.2017.umz8dv6s
HNSCC-01-0055 | NULL | RTPLAN | 1 | 1999-03-12 | RT SIMULATION | NULL | 1 | ADAC | Pinnacle3 | 9.8 | RT Plan Storage | [17 empty] | 1.3.6.1.4.1.14519.5.2.1.1706.8040.118140631158796317880648764609 | 1.3.6.1.4.1.14519.5.2.1.1706.8040.299011085260979960369356564809 | TCIA | 10.7937/K9/TCIA.2017.umz8dv6s
HNSCC-01-0055 | NULL | RTSTRUCT | 1 | 1999-03-12 | RT SIMULATION | NULL | 1 | ADAC | Pinnacle3 | 9.8 | RT Structure Set Storage | [17 empty] | 1.3.6.1.4.1.14519.5.2.1.1706.8040.118140631158796317880648764609 | 1.3.6.1.4.1.14519.5.2.1.1706.8040.315049247789697434815111331861 | TCIA | 10.7937/K9/TCIA.2017.umz8dv6s
HNSCC-01-0055 | ORIGINAL | CT | 139 | 1999-03-12 | RT SIMULATION | NULL | 3 | Philips | Mx8000 IDT | 1.1.0 | CT Image Storage | 120 | HELIX | 500 | 500 |  | 0 | CW | [10 empty] | 1.3.6.1.4.1.14519.5.2.1.1706.8040.118140631158796317880648764609 | 1.3.6.1.4.1.14519.5.2.1.1706.8040.332603760203899251637308337017 | TCIA | 10.7937/K9/TCIA.2017.umz8dv6s
HNSCC-01-0055 | ORIGINAL | CT | 223 | 2000-07-08 | PET/CT HEAD & NECK CA | CT Atten Cor Head IN | 2 | GE MEDICAL SYSTEMS | Discovery RX | pet_vct_hp.80 | CT Image Storage | 120 | HELICAL MODE | 500 | 500 | 949.075 | 0 | CW | 566 | 27.5 | [8 empty] | 1.3.6.1.4.1.14519.5.2.1.1706.8040.192208896574909421318471720682 | 1.3.6.1.4.1.14519.5.2.1.1706.8040.184315245417092174909810987521 | TCIA | 10.7937/K9/TCIA.2017.umz8dv6s
HNSCC-01-0055 | ORIGINAL | PT | 223 | 2000-07-08 | PET/CT HEAD & NECK CA | PET_NAC | 5 | GE MEDICAL SYSTEMS | Discovery RX | 41.04 | Positron Emission Tomography Image Storage | [9 empty] | FDG -- fluorodeoxyglucose | 683028224 | 6588 | 0.97 | CYLINDRICAL RING | 700\153 | RING | 700 | 1.3.6.1.4.1.14519.5.2.1.1706.8040.192208896574909421318471720682 | 1.3.6.1.4.1.14519.5.2.1.1706.8040.270534108546376867792046540812 | TCIA | 10.7937/K9/TCIA.2017.umz8dv6s
HNSCC-01-0055 | ORIGINAL | PT | 91 | 2000-07-08 | PET/CT HEAD & NECK CA | PET_NAC_HEAD | 11 | GE MEDICAL SYSTEMS | Discovery RX | 41.04 | Positron Emission Tomography Image Storage | [9 empty] | FDG -- fluorodeoxyglucose | 683028224 | 6588 | 0.97 | CYLINDRICAL RING | 700\153 | RING | 700 | 1.3.6.1.4.1.14519.5.2.1.1706.8040.192208896574909421318471720682 | 1.3.6.1.4.1.14519.5.2.1.1706.8040.293301693258988364653901642327 | TCIA | 10.7937/K9/TCIA.2017.umz8dv6s
HNSCC-01-0055 | ORIGINAL | PT | 223 | 2000-07-08 | PET/CT HEAD & NECK CA | PET_AC | 4 | GE MEDICAL SYSTEMS | Discovery RX | 41.04 | Positron Emission Tomography Image Storage | [9 empty] | FDG -- fluorodeoxyglucose | 683028224 | 6588 | 0.97 | CYLINDRICAL RING | 700\153 | RING | 700 | 1.3.6.1.4.1.14519.5.2.1.1706.8040.192208896574909421318471720682 | 1.3.6.1.4.1.14519.5.2.1.1706.8040.424907389921724418435463864140 | TCIA | 10.7937/K9/TCIA.2017.umz8dv6s
HNSCC-01-0055 | ORIGINAL | PT | 91 | 2000-07-08 | PET/CT HEAD & NECK CA | PET_AC_HEAD | 10 | GE MEDICAL SYSTEMS | Discovery RX | 41.04 | Positron Emission Tomography Image Storage | [9 empty] | FDG -- fluorodeoxyglucose | 683028224 | 6588 | 0.97 | CYLINDRICAL RING | 700\153 | RING | 700 | 1.3.6.1.4.1.14519.5.2.1.1706.8040.192208896574909421318471720682 | 1.3.6.1.4.1.14519.5.2.1.1706.8040.639775161147228548716165962643 | TCIA | 10.7937/K9/TCIA.2017.umz8dv6s
HNSCC-01-0056 | NULL | RTDOSE | 1 | 1999-03-21 | RT SIMULATION | NULL | 1 | ADAC | Pinnacle3 | 9.8 | RT Dose Storage | [17 empty] | 1.3.6.1.4.1.14519.5.2.1.1706.8040.268552740991764791256119037006 | 1.3.6.1.4.1.14519.5.2.1.1706.8040.165961531513525919066737708696 | TCIA | 10.7937/K9/TCIA.2017.umz8dv6s
HNSCC-01-0056 | NULL | RTPLAN | 1 | 1999-03-21 | RT SIMULATION | NULL | 1 | ADAC | Pinnacle3 | 9.8 | RT Plan Storage | [17 empty] | 1.3.6.1.4.1.14519.5.2.1.1706.8040.268552740991764791256119037006 | 1.3.6.1.4.1.14519.5.2.1.1706.8040.243409483012236636872872272133 | TCIA | 10.7937/K9/TCIA.2017.umz8dv6s
HNSCC-01-0056 | NULL | RTSTRUCT | 1 | 1999-03-21 | RT SIMULATION | NULL | 1 | ADAC | Pinnacle3 | 9.8 | RT Structure Set Storage | [17 empty] | 1.3.6.1.4.1.14519.5.2.1.1706.8040.268552740991764791256119037006 | 1.3.6.1.4.1.14519.5.2.1.1706.8040.274821050855090584674182627521 | TCIA | 10.7937/K9/TCIA.2017.umz8dv6s
HNSCC-01-0056 | ORIGINAL | CT | 173 | 1999-03-21 | RT SIMULATION | NULL | 4 | Philips | Mx8000 IDT | 1.1.0 | CT Image Storage | 120 | HELIX | 500 | 500 |  | 0 | CW | [10 empty] | 1.3.6.1.4.1.14519.5.2.1.1706.8040.268552740991764791256119037006 | 1.3.6.1.4.1.14519.5.2.1.1706.8040.139371655084231735312984130965 | TCIA | 10.7937/K9/TCIA.2017.umz8dv6s
HNSCC-01-0056 | ORIGINAL | PT | 128 | 1999-03-23 | PET/CT HEAD&NECK CA IN | PET AC | 382865656 | GE MEDICAL SYSTEMS | NULL | 36.14 | Positron Emission Tomography Image Storage | [9 empty] | FDG -- fluorodeoxyglucose | 629036987.3047 | 6588 | 0.97 | CYLINDRICAL RING | 700\157 | RING | 700 | 1.3.6.1.4.1.14519.5.2.1.1706.8040.701560315140207290149186918598 | 1.3.6.1.4.1.14519.5.2.1.1706.8040.109832852838748840195527261063 | TCIA | 10.7937/K9/TCIA.2017.umz8dv6s
HNSCC-01-0056 | ORIGINAL | PT | 223 | 1999-03-23 | PET/CT HEAD&NECK CA IN | PET AC | 1 | GE MEDICAL SYSTEMS | Discovery HR | 36.14 | Positron Emission Tomography Image Storage | [9 empty] | FDG -- fluorodeoxyglucose | 618930112 | 6588 | 0.97 | CYLINDRICAL RING | 700\157 | RING | 700 | 1.3.6.1.4.1.14519.5.2.1.1706.8040.701560315140207290149186918598 | 1.3.6.1.4.1.14519.5.2.1.1706.8040.165091455249432217059419407409 | TCIA | 10.7937/K9/TCIA.2017.umz8dv6s
HNSCC-01-0056 | ORIGINAL | PT | 60 | 1999-03-23 | PET/CT HEAD&NECK CA IN | MIP | 123 | GE MEDICAL SYSTEMS | NULL | 36.14 | Positron Emission Tomography Image Storage | [9 empty] | FDG -- fluorodeoxyglucose | 629036987.3047 | 6588 | 0.97 | CYLINDRICAL RING | 700\157 | RING | 700 | 1.3.6.1.4.1.14519.5.2.1.1706.8040.701560315140207290149186918598 | 1.3.6.1.4.1.14519.5.2.1.1706.8040.242278462614330328403095597234 | TCIA | 10.7937/K9/TCIA.2017.umz8dv6s
HNSCC-01-0056 | ORIGINAL | CT | 223 | 1999-03-23 | PET/CT HEAD&NECK CA IN | CT Atten Cor Head IN | 2 | GE MEDICAL SYSTEMS | Discovery HR | LightSpeedverrel | CT Image Storage | 120 | HELICAL MODE | 500 | 500 | 949.075 | 0 | CW | 566 | [9 empty] | 1.3.6.1.4.1.14519.5.2.1.1706.8040.701560315140207290149186918598 | 1.3.6.1.4.1.14519.5.2.1.1706.8040.250357855911375304237463802436 | TCIA | 10.7937/K9/TCIA.2017.umz8dv6s
HNSCC-01-0056 | ORIGINAL | PT | 223 | 1999-03-23 | PET/CT HEAD&NECK CA IN | PET NO AC | 2 | GE MEDICAL SYSTEMS | Discovery HR | 36.14 | Positron Emission Tomography Image Storage | [9 empty] | FDG -- fluorodeoxyglucose | 618930112 | 6588 | 0.97 | CYLINDRICAL RING | 700\157 | RING | 700 | 1.3.6.1.4.1.14519.5.2.1.1706.8040.701560315140207290149186918598 | 1.3.6.1.4.1.14519.5.2.1.1706.8040.300592006805905986751067858897 | TCIA | 10.7937/K9/TCIA.2017.umz8dv6s
HNSCC-01-0056 | ORIGINAL | PT | 91 | 1999-07-18 | PET/CT HEAD & NECK CA | PET_NAC | 6 | GE MEDICAL SYSTEMS | Discovery RX | 41.04 | Positron Emission Tomography Image Storage | [9 empty] | FDG -- fluorodeoxyglucose | 619013632 | 6588 | 0.97 | CYLINDRICAL RING | 700\153 | RING | 700 | 1.3.6.1.4.1.14519.5.2.1.1706.8040.243956764309732101805705045077 | 1.3.6.1.4.1.14519.5.2.1.1706.8040.175676769439824729290850231959 | TCIA | 10.7937/K9/TCIA.2017.umz8dv6s
HNSCC-01-0056 | ORIGINAL | CT | 223 | 1999-07-18 | PET/CT HEAD & NECK CA | CT Atten Cor Head IN | 2 | GE MEDICAL SYSTEMS | Discovery RX | pet_vct_hp.80 | CT Image Storage | 120 | HELICAL MODE | 500 | 500 | 949.075 | 0 | CW | 566 | 27.5 | [8 empty] | 1.3.6.1.4.1.14519.5.2.1.1706.8040.301303969918544199557616424934 | 1.3.6.1.4.1.14519.5.2.1.1706.8040.235885114497039414686945165784 | TCIA | 10.7937/K9/TCIA.2017.umz8dv6s
HNSCC-01-0056 | ORIGINAL | PT | 91 | 1999-07-18 | PET/CT HEAD & NECK CA | PET_AC | 5 | GE MEDICAL SYSTEMS | Discovery RX | 41.04 | Positron Emission Tomography Image Storage | [9 empty] | FDG -- fluorodeoxyglucose | 619013632 | 6588 | 0.97 | CYLINDRICAL RING | 700\153 | RING | 700 | 1.3.6.1.4.1.14519.5.2.1.1706.8040.243956764309732101805705045077 | 1.3.6.1.4.1.14519.5.2.1.1706.8040.241365338150136610494360065001 | TCIA | 10.7937/K9/TCIA.2017.umz8dv6s
HNSCC-01-0056 | ORIGINAL | PT | 223 | 1999-07-18 | PET/CT HEAD & NECK CA | PET_AC | 4 | GE MEDICAL SYSTEMS | Discovery RX | 41.04 | Positron Emission Tomography Image Storage | [9 empty] | FDG -- fluorodeoxyglucose | 619013632 | 6588 | 0.97 | CYLINDRICAL RING | 700\153 | RING | 700 | 1.3.6.1.4.1.14519.5.2.1.1706.8040.301303969918544199557616424934 | 1.3.6.1.4.1.14519.5.2.1.1706.8040.772578651697603632231607833733 | TCIA | 10.7937/K9/TCIA.2017.umz8dv6s
HNSCC-01-0056 | ORIGINAL | PT | 223 | 1999-07-18 | PET/CT HEAD & NECK CA | PET_NAC | 5 | GE MEDICAL SYSTEMS | Discovery RX | 41.04 | Positron Emission Tomography Image Storage | [9 empty] | FDG -- fluorodeoxyglucose | 619013632 | 6588 | 0.97 | CYLINDRICAL RING | 700\153 | RING | 700 | 1.3.6.1.4.1.14519.5.2.1.1706.8040.301303969918544199557616424934 | 1.3.6.1.4.1.14519.5.2.1.1706.8040.878041367698570537948086245942 | TCIA | 10.7937/K9/TCIA.2017.umz8dv6s
HNSCC-01-0057 | ORIGINAL | PT | 91 | 1999-02-28 | PET CT SKULL TO MID-TH | No AC Recon | 2 | GE MEDICAL SYSTEMS | Discovery ST | 26.14 | Positron Emission Tomography Image Storage | [9 empty] | FDG -- fluorodeoxyglucose | 589000448 | 6588 | 0.97 | CYLINDRICAL RING | 700\157 | RING | 700 | 1.3.6.1.4.1.14519.5.2.1.1706.8040.304828812800243531022376581235 | 1.3.6.1.4.1.14519.5.2.1.1706.8040.185680257869744807554346487213 | TCIA | 10.7937/K9/TCIA.2017.umz8dv6s
HNSCC-01-0057 | ORIGINAL | PT | 60 | 1999-02-28 | PET CT SKULL TO MID-TH | MIP | 123 | GE MEDICAL SYSTEMS | NULL | 26.14 | Positron Emission Tomography Image Storage | [9 empty] | FDG -- fluorodeoxyglucose | 603099975.5859 | 6588 | 0.97 | CYLINDRICAL RING | 700\157 | RING | 700 | 1.3.6.1.4.1.14519.5.2.1.1706.8040.304828812800243531022376581235 | 1.3.6.1.4.1.14519.5.2.1.1706.8040.223728106567878503904942370109 | TCIA | 10.7937/K9/TCIA.2017.umz8dv6s
HNSCC-01-0057 | ORIGINAL | PT | 128 | 1999-02-28 | PET CT SKULL TO MID-TH | CORONAL TOMO | 987175705 | GE MEDICAL SYSTEMS | NULL | 26.14 | Positron Emission Tomography Image Storage | [9 empty] | FDG -- fluorodeoxyglucose | 603099975.5859 | 6588 | 0.97 | CYLINDRICAL RING | 700\157 | RING | 700 | 1.3.6.1.4.1.14519.5.2.1.1706.8040.304828812800243531022376581235 | 1.3.6.1.4.1.14519.5.2.1.1706.8040.249653820534038556479858346229 | TCIA | 10.7937/K9/TCIA.2017.umz8dv6s
HNSCC-01-0057 | ORIGINAL | PT | 91 | 1999-02-28 | PET CT SKULL TO MID-TH | PET AC | 1 | GE MEDICAL SYSTEMS | Discovery ST | 26.14 | Positron Emission Tomography Image Storage | [9 empty] | FDG -- fluorodeoxyglucose | 589000448 | 6588 | 0.97 | CYLINDRICAL RING | 700\157 | RING | 700 | 1.3.6.1.4.1.14519.5.2.1.1706.8040.304828812800243531022376581235 | 1.3.6.1.4.1.14519.5.2.1.1706.8040.379559123347025523053332739846 | TCIA | 10.7937/K9/TCIA.2017.umz8dv6s
HNSCC-01-0057 | ORIGINAL | CT | 223 | 1999-02-28 | PET CT SKULL TO MID-TH | CT Atten Cor Head In | 2 | GE MEDICAL SYSTEMS | Discovery ST | LightSpeedAppsdstm5_goc1_11D_R2.9N.IRIX646.5 | CT Image Storage | 120 | HELICAL MODE | 500 | 500 | 949.075 | 0 | CW | 675 | [9 empty] | 1.3.6.1.4.1.14519.5.2.1.1706.8040.337568120118568001516275671630 | 1.3.6.1.4.1.14519.5.2.1.1706.8040.849724678890347735938408221573 | TCIA | 10.7937/K9/TCIA.2017.umz8dv6s
HNSCC-01-0057 | NULL | RTSTRUCT | 1 | 1999-03-26 | RT SIMULATION | NULL | 1 | ADAC | Pinnacle3 | 9.8 | RT Structure Set Storage | [17 empty] | 1.3.6.1.4.1.14519.5.2.1.1706.8040.114441218413300414921130649325 | 1.3.6.1.4.1.14519.5.2.1.1706.8040.148701981332668124861519305788 | TCIA | 10.7937/K9/TCIA.2017.umz8dv6s
HNSCC-01-0057 | NULL | RTDOSE | 1 | 1999-03-26 | RT SIMULATION | NULL | 1 | ADAC | Pinnacle3 | 9.8 | RT Dose Storage | [17 empty] | 1.3.6.1.4.1.14519.5.2.1.1706.8040.114441218413300414921130649325 | 1.3.6.1.4.1.14519.5.2.1.1706.8040.275434986146389556750401728159 | TCIA | 10.7937/K9/TCIA.2017.umz8dv6s
HNSCC-01-0057 | NULL | RTPLAN | 1 | 1999-03-26 | RT SIMULATION | NULL | 1 | ADAC | Pinnacle3 | 9.8 | RT Plan Storage | [17 empty] | 1.3.6.1.4.1.14519.5.2.1.1706.8040.114441218413300414921130649325 | 1.3.6.1.4.1.14519.5.2.1.1706.8040.822590486637193116091207897737 | TCIA | 10.7937/K9/TCIA.2017.umz8dv6s
HNSCC-01-0057 | ORIGINAL | CT | 161 | 1999-03-26 | RT SIMULATION | NULL | 3 | Philips | Mx8000 IDT | 1.1.0 | CT Image Storage | 120 | HELIX | 500 | 500 |  | 0 | CW | [10 empty] | 1.3.6.1.4.1.14519.5.2.1.1706.8040.114441218413300414921130649325 | 1.3.6.1.4.1.14519.5.2.1.1706.8040.129598889392356965359517193754 | TCIA | 10.7937/K9/TCIA.2017.umz8dv6s
HNSCC-01-0057 | ORIGINAL | PT | 223 | 1999-06-27 | PET/CT HEAD & NECK CA | PET_NAC | 5 | GE MEDICAL SYSTEMS | Discovery STE | 41.04 | Positron Emission Tomography Image Storage | [9 empty] | FDG -- fluorodeoxyglucose | 653762560 | 6588 | 0.97 | CYLINDRICAL RING | 700\153 | RING | 700 | 1.3.6.1.4.1.14519.5.2.1.1706.8040.136381234848757239611407194740 | 1.3.6.1.4.1.14519.5.2.1.1706.8040.142485359167744443583794936703 | TCIA | 10.7937/K9/TCIA.2017.umz8dv6s
HNSCC-01-0057 | ORIGINAL | CT | 223 | 1999-06-27 | PET/CT HEAD & NECK CA | CT Atten Cor Head IN | 2 | GE MEDICAL SYSTEMS | Discovery STE | pet_vct_hp.80 | CT Image Storage | 120 | HELICAL MODE | 500 | 500 | 949.075 | 0 | CW | 566 | 27.5 | [8 empty] | 1.3.6.1.4.1.14519.5.2.1.1706.8040.136381234848757239611407194740 | 1.3.6.1.4.1.14519.5.2.1.1706.8040.148216248019918124318849221610 | TCIA | 10.7937/K9/TCIA.2017.umz8dv6s
HNSCC-01-0057 | ORIGINAL | PT | 223 | 1999-06-27 | PET/CT HEAD & NECK CA | PET_AC | 4 | GE MEDICAL SYSTEMS | Discovery STE | 41.04 | Positron Emission Tomography Image Storage | [9 empty] | FDG -- fluorodeoxyglucose | 653762560 | 6588 | 0.97 | CYLINDRICAL RING | 700\153 | RING | 700 | 1.3.6.1.4.1.14519.5.2.1.1706.8040.136381234848757239611407194740 | 1.3.6.1.4.1.14519.5.2.1.1706.8040.435060206379867661804409841828 | TCIA | 10.7937/K9/TCIA.2017.umz8dv6s
HNSCC-01-0057 | ORIGINAL | PT | 91 | 1999-06-27 | PET/CT HEAD & NECK CA | PET_NAC | 6 | GE MEDICAL SYSTEMS | Discovery STE | 41.04 | Positron Emission Tomography Image Storage | [9 empty] | FDG -- fluorodeoxyglucose | 653762560 | 6588 | 0.97 | CYLINDRICAL RING | 700\153 | RING | 700 | 1.3.6.1.4.1.14519.5.2.1.1706.8040.204367859398758883295717325075 | 1.3.6.1.4.1.14519.5.2.1.1706.8040.510815522601427798040639969387 | TCIA | 10.7937/K9/TCIA.2017.umz8dv6s
HNSCC-01-0057 | ORIGINAL | PT | 91 | 1999-06-27 | PET/CT HEAD & NECK CA | PET_AC | 5 | GE MEDICAL SYSTEMS | Discovery STE | 41.04 | Positron Emission Tomography Image Storage | [9 empty] | FDG -- fluorodeoxyglucose | 653762560 | 6588 | 0.97 | CYLINDRICAL RING | 700\153 | RING | 700 | 1.3.6.1.4.1.14519.5.2.1.1706.8040.204367859398758883295717325075 | 1.3.6.1.4.1.14519.5.2.1.1706.8040.632321114654834864390103128929 | TCIA | 10.7937/K9/TCIA.2017.umz8dv6s
HNSCC-01-0058 | DERIVED | PT | 150 | 1999-02-28 | PET/CT HEAD&NECK CA IN | PETCoronal | 601 | GE MEDICAL SYSTEMS | Discovery STE | 41.03 | Positron Emission Tomography Image Storage | [9 empty] | FDG -- fluorodeoxyglucose | 693016960 | 6588 | 0.97 | CYLINDRICAL RING | 700\153 | RING | 700 | 1.3.6.1.4.1.14519.5.2.1.1706.8040.213618210820087371075076049817 | 1.3.6.1.4.1.14519.5.2.1.1706.8040.137950619506122387778627108914 | TCIA | 10.7937/K9/TCIA.2017.umz8dv6s
HNSCC-01-0058 | DERIVED | PT | 150 | 1999-02-28 | PET/CT HEAD&NECK CA IN | PETCoronal | 601 | GE MEDICAL SYSTEMS | Discovery STE | 41.03 | Positron Emission Tomography Image Storage | [9 empty] | FDG -- fluorodeoxyglucose | 693016960 | 6588 | 0.97 | CYLINDRICAL RING | 700\153 | RING | 725.9 | 1.3.6.1.4.1.14519.5.2.1.1706.8040.201581789570701578924903385007 | 1.3.6.1.4.1.14519.5.2.1.1706.8040.274253318783786375651363299816 | TCIA | 10.7937/K9/TCIA.2017.umz8dv6s
HNSCC-01-0058 | ORIGINAL | CT | 223 | 1999-02-28 | PET/CT HEAD&NECK CA IN | CT Atten Cor Head IN | 2 | GE MEDICAL SYSTEMS | Discovery STE | petct_hl.60a | CT Image Storage | 120 | HELICAL MODE | 500 | 500 | 949.075 | 0 | CW | 566 | [9 empty] | 1.3.6.1.4.1.14519.5.2.1.1706.8040.201581789570701578924903385007 | 1.3.6.1.4.1.14519.5.2.1.1706.8040.166030567317474701534806862880 | TCIA | 10.7937/K9/TCIA.2017.umz8dv6s
HNSCC-01-0058 | ORIGINAL | PT | 91 | 1999-02-28 | PET/CT HEAD&NECK CA IN | PET AC | 6 | GE MEDICAL SYSTEMS | Discovery STE | 41.03 | Positron Emission Tomography Image Storage | [9 empty] | FDG -- fluorodeoxyglucose | 693016960 | 6588 | 0.97 | CYLINDRICAL RING | 700\153 | RING | 700 | 1.3.6.1.4.1.14519.5.2.1.1706.8040.213618210820087371075076049817 | 1.3.6.1.4.1.14519.5.2.1.1706.8040.174470433923159095011258367316 | TCIA | 10.7937/K9/TCIA.2017.umz8dv6s
HNSCC-01-0058 | ORIGINAL | PT | 223 | 1999-02-28 | PET/CT HEAD&NECK CA IN | PET NO AC | 5 | GE MEDICAL SYSTEMS | Discovery STE | 41.03 | Positron Emission Tomography Image Storage | [9 empty] | FDG -- fluorodeoxyglucose | 693016960 | 6588 | 0.97 | CYLINDRICAL RING | 700\153 | RING | 700 | 1.3.6.1.4.1.14519.5.2.1.1706.8040.201581789570701578924903385007 | 1.3.6.1.4.1.14519.5.2.1.1706.8040.280015563484320051116113921593 | TCIA | 10.7937/K9/TCIA.2017.umz8dv6s
HNSCC-01-0058 | ORIGINAL | PT | 91 | 1999-02-28 | PET/CT HEAD&NECK CA IN | PET NO AC | 7 | GE MEDICAL SYSTEMS | Discovery STE | 41.03 | Positron Emission Tomography Image Storage | [9 empty] | FDG -- fluorodeoxyglucose | 693016960 | 6588 | 0.97 | CYLINDRICAL RING | 700\153 | RING | 700 | 1.3.6.1.4.1.14519.5.2.1.1706.8040.213618210820087371075076049817 | 1.3.6.1.4.1.14519.5.2.1.1706.8040.280174102745590563056727448116 | TCIA | 10.7937/K9/TCIA.2017.umz8dv6s
HNSCC-01-0058 | ORIGINAL | PT | 223 | 1999-02-28 | PET/CT HEAD&NECK CA IN | PET AC | 4 | GE MEDICAL SYSTEMS | Discovery STE | 41.03 | Positron Emission Tomography Image Storage | [9 empty] | FDG -- fluorodeoxyglucose | 693016960 | 6588 | 0.97 | CYLINDRICAL RING | 700\153 | RING | 700 | 1.3.6.1.4.1.14519.5.2.1.1706.8040.201581789570701578924903385007 | 1.3.6.1.4.1.14519.5.2.1.1706.8040.836224274982376989949620600381 | TCIA | 10.7937/K9/TCIA.2017.umz8dv6s
HNSCC-01-0058 | NULL | RTPLAN | 1 | 1999-05-01 | RT SIMULATION | NULL | 1 | ADAC | Pinnacle3 | 9.8 | RT Plan Storage | [17 empty] | 1.3.6.1.4.1.14519.5.2.1.1706.8040.888651043418854721800770203357 | 1.3.6.1.4.1.14519.5.2.1.1706.8040.130864473031883741176311872555 | TCIA | 10.7937/K9/TCIA.2017.umz8dv6s
HNSCC-01-0058 | NULL | RTDOSE | 1 | 1999-05-01 | RT SIMULATION | NULL | 1 | ADAC | Pinnacle3 | 9.8 | RT Dose Storage | [17 empty] | 1.3.6.1.4.1.14519.5.2.1.1706.8040.888651043418854721800770203357 | 1.3.6.1.4.1.14519.5.2.1.1706.8040.149947740819616800200700415096 | TCIA | 10.7937/K9/TCIA.2017.umz8dv6s
HNSCC-01-0058 | NULL | RTSTRUCT | 1 | 1999-05-01 | RT SIMULATION | NULL | 1 | ADAC | Pinnacle3 | 9.8 | RT Structure Set Storage | [17 empty] | 1.3.6.1.4.1.14519.5.2.1.1706.8040.888651043418854721800770203357 | 1.3.6.1.4.1.14519.5.2.1.1706.8040.152155991218866460201844836336 | TCIA | 10.7937/K9/TCIA.2017.umz8dv6s
HNSCC-01-0058 | ORIGINAL | CT | 170 | 1999-05-01 | RT SIMULATION | NULL | NULL | Philips Medical Systems | PQ5000 | 4.9.1/5.0.2 | CT Image Storage | 130 |  | 480 | 480 |  | 0 | CC | [10 empty] | 1.3.6.1.4.1.14519.5.2.1.1706.8040.888651043418854721800770203357 | 1.3.6.1.4.1.14519.5.2.1.1706.8040.340203666294216589926132023742 | TCIA | 10.7937/K9/TCIA.2017.umz8dv6s
HNSCC-01-0058 | ORIGINAL | PT | 91 | 1999-09-14 | PET/CT HEAD & NECK CA | PET_NAC_HEAD | 11 | GE MEDICAL SYSTEMS | Discovery STE | 41.04 | Positron Emission Tomography Image Storage | [9 empty] | FDG -- fluorodeoxyglucose | 597073152 | 6588 | 0.97 | CYLINDRICAL RING | 700\153 | RING | 700 | 1.3.6.1.4.1.14519.5.2.1.1706.8040.173834245160555503892880987540 | 1.3.6.1.4.1.14519.5.2.1.1706.8040.125924989167797328833787033878 | TCIA | 10.7937/K9/TCIA.2017.umz8dv6s
HNSCC-01-0058 | ORIGINAL | PT | 91 | 1999-09-14 | PET/CT HEAD & NECK CA | PET_AC_HEAD | 10 | GE MEDICAL SYSTEMS | Discovery STE | 41.04 | Positron Emission Tomography Image Storage | [9 empty] | FDG -- fluorodeoxyglucose | 597073152 | 6588 | 0.97 | CYLINDRICAL RING | 700\153 | RING | 700 | 1.3.6.1.4.1.14519.5.2.1.1706.8040.173834245160555503892880987540 | 1.3.6.1.4.1.14519.5.2.1.1706.8040.133734986893681742596882121992 | TCIA | 10.7937/K9/TCIA.2017.umz8dv6s
HNSCC-01-0058 | ORIGINAL | CT | 223 | 1999-09-14 | PET/CT HEAD & NECK CA | CT Atten Cor Head IN | 2 | GE MEDICAL SYSTEMS | Discovery STE | pet_vct_hp.80 | CT Image Storage | 120 | HELICAL MODE | 500 | 500 | 949.075 | 0 | CW | 566 | 27.5 | [8 empty] | 1.3.6.1.4.1.14519.5.2.1.1706.8040.173834245160555503892880987540 | 1.3.6.1.4.1.14519.5.2.1.1706.8040.148352079582454269138412591425 | TCIA | 10.7937/K9/TCIA.2017.umz8dv6s
HNSCC-01-0058 | ORIGINAL | PT | 223 | 1999-09-14 | PET/CT HEAD & NECK CA | PET_NAC | 5 | GE MEDICAL SYSTEMS | Discovery STE | 41.04 | Positron Emission Tomography Image Storage | [9 empty] | FDG -- fluorodeoxyglucose | 597073152 | 6588 | 0.97 | CYLINDRICAL RING | 700\153 | RING | 700 | 1.3.6.1.4.1.14519.5.2.1.1706.8040.173834245160555503892880987540 | 1.3.6.1.4.1.14519.5.2.1.1706.8040.221487300054851163589253728755 | TCIA | 10.7937/K9/TCIA.2017.umz8dv6s
HNSCC-01-0058 | ORIGINAL | PT | 223 | 1999-09-14 | PET/CT HEAD & NECK CA | PET_AC | 4 | GE MEDICAL SYSTEMS | Discovery STE | 41.04 | Positron Emission Tomography Image Storage | [9 empty] | FDG -- fluorodeoxyglucose | 597073152 | 6588 | 0.97 | CYLINDRICAL RING | 700\153 | RING | 700 | 1.3.6.1.4.1.14519.5.2.1.1706.8040.173834245160555503892880987540 | 1.3.6.1.4.1.14519.5.2.1.1706.8040.834439359231508833525880319888 | TCIA | 10.7937/K9/TCIA.2017.umz8dv6s
HNSCC-01-0059 | DERIVED | PT | 150 | 1999-03-12 | PET/CT HEAD&NECK CA IN | PETCoronal | 601 | GE MEDICAL SYSTEMS | Discovery STE | 41.03 | Positron Emission Tomography Image Storage | [9 empty] | FDG -- fluorodeoxyglucose | 709690240 | 6588 | 0.97 | CYLINDRICAL RING | 700\153 | RING | 700 | 1.3.6.1.4.1.14519.5.2.1.1706.8040.334097186119990849953631466764 | 1.3.6.1.4.1.14519.5.2.1.1706.8040.172914833273000731472563011942 | TCIA | 10.7937/K9/TCIA.2017.umz8dv6s
HNSCC-01-0059 | ORIGINAL | CT | 223 | 1999-03-12 | PET/CT HEAD&NECK CA IN | CT Atten Cor Head IN | 2 | GE MEDICAL SYSTEMS | Discovery STE | petct_hl.60a | CT Image Storage | 120 | HELICAL MODE | 500 | 500 | 949.075 | 0 | CW | 566 | [9 empty] | 1.3.6.1.4.1.14519.5.2.1.1706.8040.332902879949948179063196922237 | 1.3.6.1.4.1.14519.5.2.1.1706.8040.230017751779942273398280087674 | TCIA | 10.7937/K9/TCIA.2017.umz8dv6s
HNSCC-01-0059 | ORIGINAL | PT | 91 | 1999-03-12 | PET/CT HEAD&NECK CA IN | PET NO AC | 6 | GE MEDICAL SYSTEMS | Discovery STE | 41.03 | Positron Emission Tomography Image Storage | [9 empty] | FDG -- fluorodeoxyglucose | 709690240 | 6588 | 0.97 | CYLINDRICAL RING | 700\153 | RING | 700 | 1.3.6.1.4.1.14519.5.2.1.1706.8040.334097186119990849953631466764 | 1.3.6.1.4.1.14519.5.2.1.1706.8040.253142737227229779302583660298 | TCIA | 10.7937/K9/TCIA.2017.umz8dv6s
HNSCC-01-0059 | ORIGINAL | PT | 91 | 1999-03-12 | PET/CT HEAD&NECK CA IN | PET AC | 5 | GE MEDICAL SYSTEMS | Discovery STE | 41.03 | Positron Emission Tomography Image Storage | [9 empty] | FDG -- fluorodeoxyglucose | 709690240 | 6588 | 0.97 | CYLINDRICAL RING | 700\153 | RING | 700 | 1.3.6.1.4.1.14519.5.2.1.1706.8040.334097186119990849953631466764 | 1.3.6.1.4.1.14519.5.2.1.1706.8040.303257436085760470787462782530 | TCIA | 10.7937/K9/TCIA.2017.umz8dv6s
HNSCC-01-0059 | NULL | RTPLAN | 1 | 1999-04-05 | RT SIMULATION | NULL | 1 | ADAC | Pinnacle3 | 9.8 | RT Plan Storage | [17 empty] | 1.3.6.1.4.1.14519.5.2.1.1706.8040.421312468402475769388366275116 | 1.3.6.1.4.1.14519.5.2.1.1706.8040.168996918139007438286937145510 | TCIA | 10.7937/K9/TCIA.2017.umz8dv6s
HNSCC-01-0059 | NULL | RTDOSE | 1 | 1999-04-05 | RT SIMULATION | NULL | 1 | ADAC | Pinnacle3 | 9.8 | RT Dose Storage | [17 empty] | 1.3.6.1.4.1.14519.5.2.1.1706.8040.421312468402475769388366275116 | 1.3.6.1.4.1.14519.5.2.1.1706.8040.335429095305825278397575553610 | TCIA | 10.7937/K9/TCIA.2017.umz8dv6s
HNSCC-01-0059 | NULL | RTSTRUCT | 1 | 1999-04-05 | RT SIMULATION | NULL | 1 | ADAC | Pinnacle3 | 9.8 | RT Structure Set Storage | [17 empty] | 1.3.6.1.4.1.14519.5.2.1.1706.8040.421312468402475769388366275116 | 1.3.6.1.4.1.14519.5.2.1.1706.8040.490225371270378555494318913837 | TCIA | 10.7937/K9/TCIA.2017.umz8dv6s
HNSCC-01-0059 | ORIGINAL | CT | 130 | 1999-04-05 | RT SIMULATION | NULL | NULL | Philips Medical Systems | PQ5000 | 4.9.1/5.0.2 | CT Image Storage | 130 |  | 480 | 480 |  | 0 | CC | [10 empty] | 1.3.6.1.4.1.14519.5.2.1.1706.8040.421312468402475769388366275116 | 1.3.6.1.4.1.14519.5.2.1.1706.8040.310549388370216791293082770768 | TCIA | 10.7937/K9/TCIA.2017.umz8dv6s
HNSCC-01-0059 | ORIGINAL | CT | 223 | 1999-08-02 | PET/CT HEAD & NECK CA | CT Atten Cor Head IN | 2 | GE MEDICAL SYSTEMS | Discovery RX | pet_vct_hp.80 | CT Image Storage | 120 | HELICAL MODE | 500 | 500 | 949.075 | 0 | CW | 566 | 27.5 | [8 empty] | 1.3.6.1.4.1.14519.5.2.1.1706.8040.204426248134389540412716922530 | 1.3.6.1.4.1.14519.5.2.1.1706.8040.117882435410629197934623733699 | TCIA | 10.7937/K9/TCIA.2017.umz8dv6s
HNSCC-01-0059 | ORIGINAL | PT | 91 | 1999-08-02 | PET/CT HEAD & NECK CA | PET_AC_HEAD | 10 | GE MEDICAL SYSTEMS | Discovery RX | 41.04 | Positron Emission Tomography Image Storage | [9 empty] | FDG -- fluorodeoxyglucose | 641235648 | 6588 | 0.97 | CYLINDRICAL RING | 700\153 | RING | 700 | 1.3.6.1.4.1.14519.5.2.1.1706.8040.204426248134389540412716922530 | 1.3.6.1.4.1.14519.5.2.1.1706.8040.134469803683856311709548316459 | TCIA | 10.7937/K9/TCIA.2017.umz8dv6s
HNSCC-01-0059 | ORIGINAL | PT | 223 | 1999-08-02 | PET/CT HEAD & NECK CA | PET_AC | 4 | GE MEDICAL SYSTEMS | Discovery RX | 41.04 | Positron Emission Tomography Image Storage | [9 empty] | FDG -- fluorodeoxyglucose | 641235648 | 6588 | 0.97 | CYLINDRICAL RING | 700\153 | RING | 700 | 1.3.6.1.4.1.14519.5.2.1.1706.8040.204426248134389540412716922530 | 1.3.6.1.4.1.14519.5.2.1.1706.8040.246310862352544223892098920582 | TCIA | 10.7937/K9/TCIA.2017.umz8dv6s
HNSCC-01-0059 | ORIGINAL | PT | 223 | 1999-08-02 | PET/CT HEAD & NECK CA | PET_NAC | 5 | GE MEDICAL SYSTEMS | Discovery RX | 41.04 | Positron Emission Tomography Image Storage | [9 empty] | FDG -- fluorodeoxyglucose | 641235648 | 6588 | 0.97 | CYLINDRICAL RING | 700\153 | RING | 700 | 1.3.6.1.4.1.14519.5.2.1.1706.8040.204426248134389540412716922530 | 1.3.6.1.4.1.14519.5.2.1.1706.8040.278374025210107644059742669147 | TCIA | 10.7937/K9/TCIA.2017.umz8dv6s
HNSCC-01-0059 | ORIGINAL | PT | 91 | 1999-08-02 | PET/CT HEAD & NECK CA | PET_NAC_HEAD | 11 | GE MEDICAL SYSTEMS | Discovery RX | 41.04 | Positron Emission Tomography Image Storage | [9 empty] | FDG -- fluorodeoxyglucose | 641235648 | 6588 | 0.97 | CYLINDRICAL RING | 700\153 | RING | 700 | 1.3.6.1.4.1.14519.5.2.1.1706.8040.204426248134389540412716922530 | 1.3.6.1.4.1.14519.5.2.1.1706.8040.895839006403798422882437859284 | TCIA | 10.7937/K9/TCIA.2017.umz8dv6s
HNSCC-01-0059 | ORIGINAL | CT | 87 | 2001-01-20 | CT, SOFT TISSUE NECK W | Recon 3: CONTRAST120CC@3CC/S,90 | 4 | GE MEDICAL SYSTEMS | LightSpeed16 | 07MW11.10 | CT Image Storage | 140 | HELICAL MODE | 500 | 250 | 949.075 | 0 | CW | 1422 | 13.75 | [8 empty] | 1.3.6.1.4.1.14519.5.2.1.1706.8040.153261038320225789843838654498 | 1.3.6.1.4.1.14519.5.2.1.1706.8040.106999434283300133138168879182 | TCIA | 10.7937/K9/TCIA.2017.umz8dv6s
HNSCC-01-0059 | ORIGINAL | CT | 64 | 2001-01-20 | CT, SOFT TISSUE NECK W | Recon 2: ANGLED ORAL, 20 DEG W/ | 6 | GE MEDICAL SYSTEMS | LightSpeed16 | 07MW11.10 | CT Image Storage | 120 | AXIAL MODE | 250 | 250 | 949.075 | -18 | CW | 1000 | [9 empty] | 1.3.6.1.4.1.14519.5.2.1.1706.8040.153261038320225789843838654498 | 1.3.6.1.4.1.14519.5.2.1.1706.8040.286999846279256220245744011992 | TCIA | 10.7937/K9/TCIA.2017.umz8dv6s
HNSCC-01-0059 | ORIGINAL | CT | 2 | 2001-01-20 | CT, SOFT TISSUE NECK W | Scout, N23 | 1 | GE MEDICAL SYSTEMS | LightSpeed16 | 07MW11.10 | CT Image Storage | 120 | SCOUT MODE | 500 |  | 949.075 | 0 | CW | 4572 | [9 empty] | 1.3.6.1.4.1.14519.5.2.1.1706.8040.153261038320225789843838654498 | 1.3.6.1.4.1.14519.5.2.1.1706.8040.325411094443567613773310730048 | TCIA | 10.7937/K9/TCIA.2017.umz8dv6s
HNSCC-01-0059 | ORIGINAL | CT | 64 | 2001-01-20 | CT, SOFT TISSUE NECK W | ANGLED ORAL, 20 DEG W/IV | 5 | GE MEDICAL SYSTEMS | LightSpeed16 | 07MW11.10 | CT Image Storage | 120 | AXIAL MODE | 250 | 250 | 949.075 | -18 | CW | 1000 | [9 empty] | 1.3.6.1.4.1.14519.5.2.1.1706.8040.153261038320225789843838654498 | 1.3.6.1.4.1.14519.5.2.1.1706.8040.400532065832554232097015352676 | TCIA | 10.7937/K9/TCIA.2017.umz8dv6s
HNSCC-01-0059 | ORIGINAL | CT | 261 | 2001-01-20 | CT, SOFT TISSUE NECK W | Recon 2: CONTRAST120CC@3CC/S,90 | 3 | GE MEDICAL SYSTEMS | LightSpeed16 | 07MW11.10 | CT Image Storage | 140 | HELICAL MODE | 500 | 250 | 949.075 | 0 | CW | 1090 | 13.75 | [8 empty] | 1.3.6.1.4.1.14519.5.2.1.1706.8040.153261038320225789843838654498 | 1.3.6.1.4.1.14519.5.2.1.1706.8040.537728027993041977255888685471 | TCIA | 10.7937/K9/TCIA.2017.umz8dv6s
HNSCC-01-0059 | ORIGINAL | CT | 261 | 2001-01-20 | CT, SOFT TISSUE NECK W | CONTRAST120CC@3CC/S,90S DELAY | 2 | GE MEDICAL SYSTEMS | LightSpeed16 | 07MW11.10 | CT Image Storage | 140 | HELICAL MODE | 500 | 250 | 949.075 | 0 | CW | 1090 | 13.75 | [8 empty] | 1.3.6.1.4.1.14519.5.2.1.1706.8040.153261038320225789843838654498 | 1.3.6.1.4.1.14519.5.2.1.1706.8040.632879357671257757431080310422 | TCIA | 10.7937/K9/TCIA.2017.umz8dv6s
HNSCC-01-0060 | NULL | RTDOSE | 1 | 1999-03-12 | RT SIMULATION | NULL | 1 | ADAC | Pinnacle3 | 9.8 | RT Dose Storage | [17 empty] | 1.3.6.1.4.1.14519.5.2.1.1706.8040.134908204021224696667052297171 | 1.3.6.1.4.1.14519.5.2.1.1706.8040.152211567514174950881020678502 | TCIA | 10.7937/K9/TCIA.2017.umz8dv6s
HNSCC-01-0060 | NULL | RTPLAN | 1 | 1999-03-12 | RT SIMULATION | NULL | 1 | ADAC | Pinnacle3 | 9.8 | RT Plan Storage | [17 empty] | 1.3.6.1.4.1.14519.5.2.1.1706.8040.134908204021224696667052297171 | 1.3.6.1.4.1.14519.5.2.1.1706.8040.303165006608674538279819109644 | TCIA | 10.7937/K9/TCIA.2017.umz8dv6s
HNSCC-01-0060 | NULL | RTSTRUCT | 1 | 1999-03-12 | RT SIMULATION | NULL | 1 | ADAC | Pinnacle3 | 9.8 | RT Structure Set Storage | [17 empty] | 1.3.6.1.4.1.14519.5.2.1.1706.8040.134908204021224696667052297171 | 1.3.6.1.4.1.14519.5.2.1.1706.8040.480461136602794264197224106022 | TCIA | 10.7937/K9/TCIA.2017.umz8dv6s
HNSCC-01-0060 | ORIGINAL | CT | 143 | 1999-03-12 | RT SIMULATION | NULL | 5 | Philips | Mx8000 IDT | 1.1.0 | CT Image Storage | 120 | HELIX | 500 | 500 |  | 0 | CW | [10 empty] | 1.3.6.1.4.1.14519.5.2.1.1706.8040.134908204021224696667052297171 | 1.3.6.1.4.1.14519.5.2.1.1706.8040.584652074777912861257134913769 | TCIA | 10.7937/K9/TCIA.2017.umz8dv6s
HNSCC-01-0060 | DERIVED | PT | 150 | 1999-03-19 | PET/CT HEAD&NECK CA IN | PETCoronal | 601 | GE MEDICAL SYSTEMS | Discovery STE | 41.03 | Positron Emission Tomography Image Storage | [9 empty] | FDG -- fluorodeoxyglucose | 598508352 | 6588 | 0.97 | CYLINDRICAL RING | 700\153 | RING | 725.9 | 1.3.6.1.4.1.14519.5.2.1.1706.8040.295231191963369202981679715899 | 1.3.6.1.4.1.14519.5.2.1.1706.8040.148206569515948456714652392101 | TCIA | 10.7937/K9/TCIA.2017.umz8dv6s
HNSCC-01-0060 | ORIGINAL | PT | 223 | 1999-03-19 | PET/CT HEAD&NECK CA IN | PET NO AC | 5 | GE MEDICAL SYSTEMS | Discovery STE | 41.03 | Positron Emission Tomography Image Storage | [9 empty] | FDG -- fluorodeoxyglucose | 598508352 | 6588 | 0.97 | CYLINDRICAL RING | 700\153 | RING | 700 | 1.3.6.1.4.1.14519.5.2.1.1706.8040.295231191963369202981679715899 | 1.3.6.1.4.1.14519.5.2.1.1706.8040.264985648028720952218977808782 | TCIA | 10.7937/K9/TCIA.2017.umz8dv6s
HNSCC-01-0060 | ORIGINAL | PT | 223 | 1999-03-19 | PET/CT HEAD&NECK CA IN | PET AC | 4 | GE MEDICAL SYSTEMS | Discovery STE | 41.03 | Positron Emission Tomography Image Storage | [9 empty] | FDG -- fluorodeoxyglucose | 598508352 | 6588 | 0.97 | CYLINDRICAL RING | 700\153 | RING | 700 | 1.3.6.1.4.1.14519.5.2.1.1706.8040.295231191963369202981679715899 | 1.3.6.1.4.1.14519.5.2.1.1706.8040.325723455934658806602612948694 | TCIA | 10.7937/K9/TCIA.2017.umz8dv6s
HNSCC-01-0060 | ORIGINAL | CT | 223 | 1999-03-19 | PET/CT HEAD&NECK CA IN | CT Atten Cor Head IN | 2 | GE MEDICAL SYSTEMS | Discovery STE | petct_hl.60a | CT Image Storage | 120 | HELICAL MODE | 500 | 500 | 949.075 | 0 | CW | 566 | [9 empty] | 1.3.6.1.4.1.14519.5.2.1.1706.8040.295231191963369202981679715899 | 1.3.6.1.4.1.14519.5.2.1.1706.8040.677921164658569519403866884890 | TCIA | 10.7937/K9/TCIA.2017.umz8dv6s
HNSCC-01-0060 | ORIGINAL | PT | 223 | 1999-06-20 | PET/CT HEAD & NECK CA | PET_NAC | 5 | GE MEDICAL SYSTEMS | Discovery STE | 41.04 | Positron Emission Tomography Image Storage | [9 empty] | FDG -- fluorodeoxyglucose | 699295296 | 6588 | 0.97 | CYLINDRICAL RING | 700\153 | RING | 700 | 1.3.6.1.4.1.14519.5.2.1.1706.8040.206864860892327364012741894677 | 1.3.6.1.4.1.14519.5.2.1.1706.8040.200410756442563651134529789030 | TCIA | 10.7937/K9/TCIA.2017.umz8dv6s
HNSCC-01-0060 | ORIGINAL | PT | 91 | 1999-06-20 | PET/CT HEAD & NECK CA | PET_AC | 5 | GE MEDICAL SYSTEMS | Discovery STE | 41.04 | Positron Emission Tomography Image Storage | [9 empty] | FDG -- fluorodeoxyglucose | 699331584 | 6588 | 0.97 | CYLINDRICAL RING | 700\153 | RING | 700 | 1.3.6.1.4.1.14519.5.2.1.1706.8040.131459485095906349873934854335 | 1.3.6.1.4.1.14519.5.2.1.1706.8040.227377793026660197018823476835 | TCIA | 10.7937/K9/TCIA.2017.umz8dv6s
HNSCC-01-0060 | ORIGINAL | PT | 91 | 1999-06-20 | PET/CT HEAD & NECK CA | PET_NAC | 6 | GE MEDICAL SYSTEMS | Discovery STE | 41.04 | Positron Emission Tomography Image Storage | [9 empty] | FDG -- fluorodeoxyglucose | 699331584 | 6588 | 0.97 | CYLINDRICAL RING | 700\153 | RING | 700 | 1.3.6.1.4.1.14519.5.2.1.1706.8040.131459485095906349873934854335 | 1.3.6.1.4.1.14519.5.2.1.1706.8040.292634735970779131796218296340 | TCIA | 10.7937/K9/TCIA.2017.umz8dv6s
HNSCC-01-0060 | ORIGINAL | PT | 223 | 1999-06-20 | PET/CT HEAD & NECK CA | PET_AC | 4 | GE MEDICAL SYSTEMS | Discovery STE | 41.04 | Positron Emission Tomography Image Storage | [9 empty] | FDG -- fluorodeoxyglucose | 699295296 | 6588 | 0.97 | CYLINDRICAL RING | 700\153 | RING | 700 | 1.3.6.1.4.1.14519.5.2.1.1706.8040.206864860892327364012741894677 | 1.3.6.1.4.1.14519.5.2.1.1706.8040.294065322863440528810847273653 | TCIA | 10.7937/K9/TCIA.2017.umz8dv6s
HNSCC-01-0060 | ORIGINAL | CT | 223 | 1999-06-20 | PET/CT HEAD & NECK CA | CT Atten Cor Head IN | 2 | GE MEDICAL SYSTEMS | Discovery STE | pet_vct_hp.80 | CT Image Storage | 120 | HELICAL MODE | 500 | 500 | 949.075 | 0 | CW | 566 | 27.5 | [8 empty] | 1.3.6.1.4.1.14519.5.2.1.1706.8040.206864860892327364012741894677 | 1.3.6.1.4.1.14519.5.2.1.1706.8040.294106905399241581446112604608 | TCIA | 10.7937/K9/TCIA.2017.umz8dv6s
HNSCC-01-0061 | ORIGINAL | PT | 60 | 1999-03-09 | PET/CT HEAD&NECK INITI | MIP | 123 | GE MEDICAL SYSTEMS | NULL | 36.14 | Positron Emission Tomography Image Storage | [9 empty] | FDG -- fluorodeoxyglucose | 706700012.207 | 6588 | 0.97 | CYLINDRICAL RING | 700\157 | RING | 700 | 1.3.6.1.4.1.14519.5.2.1.1706.8040.177461675684224878800063396728 | 1.3.6.1.4.1.14519.5.2.1.1706.8040.145587686779829405179750253991 | TCIA | 10.7937/K9/TCIA.2017.umz8dv6s
HNSCC-01-0061 | ORIGINAL | PT | 223 | 1999-03-09 | PET/CT HEAD&NECK INITI | PET NO AC | 2 | GE MEDICAL SYSTEMS | Discovery HR | 36.14 | Positron Emission Tomography Image Storage | [9 empty] | FDG -- fluorodeoxyglucose | 686227136 | 6588 | 0.97 | CYLINDRICAL RING | 700\157 | RING | 700 | 1.3.6.1.4.1.14519.5.2.1.1706.8040.177461675684224878800063396728 | 1.3.6.1.4.1.14519.5.2.1.1706.8040.194197228233675020460938311943 | TCIA | 10.7937/K9/TCIA.2017.umz8dv6s
HNSCC-01-0061 | ORIGINAL | PT | 128 | 1999-03-09 | PET/CT HEAD&NECK INITI | PET AC | 766782336 | GE MEDICAL SYSTEMS | NULL | 36.14 | Positron Emission Tomography Image Storage | [9 empty] | FDG -- fluorodeoxyglucose | 706700012.207 | 6588 | 0.97 | CYLINDRICAL RING | 700\157 | RING | 700 | 1.3.6.1.4.1.14519.5.2.1.1706.8040.177461675684224878800063396728 | 1.3.6.1.4.1.14519.5.2.1.1706.8040.486348038612444808172363667482 | TCIA | 10.7937/K9/TCIA.2017.umz8dv6s
HNSCC-01-0061 | ORIGINAL | CT | 223 | 1999-03-09 | PET/CT HEAD&NECK INITI | CT Atten Cor Head IN | 2 | GE MEDICAL SYSTEMS | Discovery HR | LightSpeedverrel | CT Image Storage | 120 | HELICAL MODE | 500 | 500 | 949.075 | 0 | CW | 566 | [9 empty] | 1.3.6.1.4.1.14519.5.2.1.1706.8040.177461675684224878800063396728 | 1.3.6.1.4.1.14519.5.2.1.1706.8040.678849862802344953349227222963 | TCIA | 10.7937/K9/TCIA.2017.umz8dv6s
HNSCC-01-0061 | ORIGINAL | PT | 223 | 1999-03-09 | PET/CT HEAD&NECK INITI | PET AC | 1 | GE MEDICAL SYSTEMS | Discovery HR | 36.14 | Positron Emission Tomography Image Storage | [9 empty] | FDG -- fluorodeoxyglucose | 686227136 | 6588 | 0.97 | CYLINDRICAL RING | 700\157 | RING | 700 | 1.3.6.1.4.1.14519.5.2.1.1706.8040.177461675684224878800063396728 | 1.3.6.1.4.1.14519.5.2.1.1706.8040.864914616555435366106553175458 | TCIA | 10.7937/K9/TCIA.2017.umz8dv6s
HNSCC-01-0061 | NULL | RTSTRUCT | 1 | 1999-03-29 | RT SIMULATION | NULL | 1 | ADAC | Pinnacle3 | 9.8 | RT Structure Set Storage | [17 empty] | 1.3.6.1.4.1.14519.5.2.1.1706.8040.238652545670470199693704954817 | 1.3.6.1.4.1.14519.5.2.1.1706.8040.131469043208793503783964967900 | TCIA | 10.7937/K9/TCIA.2017.umz8dv6s
HNSCC-01-0061 | NULL | RTPLAN | 1 | 1999-03-29 | RT SIMULATION | NULL | 1 | ADAC | Pinnacle3 | 9.8 | RT Plan Storage | [17 empty] | 1.3.6.1.4.1.14519.5.2.1.1706.8040.238652545670470199693704954817 | 1.3.6.1.4.1.14519.5.2.1.1706.8040.319430823889734323199363146215 | TCIA | 10.7937/K9/TCIA.2017.umz8dv6s
HNSCC-01-0061 | NULL | RTDOSE | 1 | 1999-03-29 | RT SIMULATION | NULL | 1 | ADAC | Pinnacle3 | 9.8 | RT Dose Storage | [17 empty] | 1.3.6.1.4.1.14519.5.2.1.1706.8040.238652545670470199693704954817 | 1.3.6.1.4.1.14519.5.2.1.1706.8040.325753012339834472022177203572 | TCIA | 10.7937/K9/TCIA.2017.umz8dv6s
HNSCC-01-0061 | ORIGINAL | CT | 126 | 1999-03-29 | RT SIMULATION | NULL | 6 | Philips | Mx8000 IDT | 1.1.0 | CT Image Storage | 120 | HELIX | 500 | 500 |  | 0 | CW | [10 empty] | 1.3.6.1.4.1.14519.5.2.1.1706.8040.238652545670470199693704954817 | 1.3.6.1.4.1.14519.5.2.1.1706.8040.824820699945558104798567886090 | TCIA | 10.7937/K9/TCIA.2017.umz8dv6s
HNSCC-01-0061 | ORIGINAL | CT | 223 | 1999-07-24 | PET/CT HEAD & NECK CA | CT Atten Cor Head IN | 2 | GE MEDICAL SYSTEMS | Discovery STE | pet_vct_hp.80 | CT Image Storage | 120 | HELICAL MODE | 500 | 500 | 949.075 | 0 | CW | 566 | 27.5 | [8 empty] | 1.3.6.1.4.1.14519.5.2.1.1706.8040.310823088706401080973111620595 | 1.3.6.1.4.1.14519.5.2.1.1706.8040.123198214254062027649827019375 | TCIA | 10.7937/K9/TCIA.2017.umz8dv6s
HNSCC-01-0061 | ORIGINAL | PT | 91 | 1999-07-24 | PET/CT HEAD & NECK CA | PET_AC_HEAD | 5 | GE MEDICAL SYSTEMS | Discovery STE | 41.04 | Positron Emission Tomography Image Storage | [9 empty] | FDG -- fluorodeoxyglucose | 684400128 | 6588 | 0.97 | CYLINDRICAL RING | 700\153 | RING | 700 | 1.3.6.1.4.1.14519.5.2.1.1706.8040.240571794789971395484818183223 | 1.3.6.1.4.1.14519.5.2.1.1706.8040.326719114443035411036513468709 | TCIA | 10.7937/K9/TCIA.2017.umz8dv6s
HNSCC-01-0061 | ORIGINAL | PT | 91 | 1999-07-24 | PET/CT HEAD & NECK CA | PET_NAC_HEAD | 6 | GE MEDICAL SYSTEMS | Discovery STE | 41.04 | Positron Emission Tomography Image Storage | [9 empty] | FDG -- fluorodeoxyglucose | 684400128 | 6588 | 0.97 | CYLINDRICAL RING | 700\153 | RING | 700 | 1.3.6.1.4.1.14519.5.2.1.1706.8040.240571794789971395484818183223 | 1.3.6.1.4.1.14519.5.2.1.1706.8040.661922665806911132855092660845 | TCIA | 10.7937/K9/TCIA.2017.umz8dv6s
HNSCC-01-0062 | DERIVED | PT | 150 | 1999-03-26 | PET/CT HEAD&NECK CA IN | PETCoronal | 601 | GE MEDICAL SYSTEMS | Discovery STE | 41.03 | Positron Emission Tomography Image Storage | [9 empty] | FDG -- fluorodeoxyglucose | 631690304 | 6588 | 0.97 | CYLINDRICAL RING | 700\153 | RING | 725.9 | 1.3.6.1.4.1.14519.5.2.1.1706.8040.338052523847542260076150024138 | 1.3.6.1.4.1.14519.5.2.1.1706.8040.269596930535832514701252915724 | TCIA | 10.7937/K9/TCIA.2017.umz8dv6s
HNSCC-01-0062 | ORIGINAL | PT | 223 | 1999-03-26 | PET/CT HEAD&NECK CA IN | PET NO AC | 5 | GE MEDICAL SYSTEMS | Discovery STE | 41.03 | Positron Emission Tomography Image Storage | [9 empty] | FDG -- fluorodeoxyglucose | 631690304 | 6588 | 0.97 | CYLINDRICAL RING | 700\153 | RING | 700 | 1.3.6.1.4.1.14519.5.2.1.1706.8040.338052523847542260076150024138 | 1.3.6.1.4.1.14519.5.2.1.1706.8040.207611825505040845704244745622 | TCIA | 10.7937/K9/TCIA.2017.umz8dv6s
HNSCC-01-0062 | ORIGINAL | PT | 223 | 1999-03-26 | PET/CT HEAD&NECK CA IN | PET AC | 4 | GE MEDICAL SYSTEMS | Discovery STE | 41.03 | Positron Emission Tomography Image Storage | [9 empty] | FDG -- fluorodeoxyglucose | 631690304 | 6588 | 0.97 | CYLINDRICAL RING | 700\153 | RING | 700 | 1.3.6.1.4.1.14519.5.2.1.1706.8040.338052523847542260076150024138 | 1.3.6.1.4.1.14519.5.2.1.1706.8040.283686619479826896589843763550 | TCIA | 10.7937/K9/TCIA.2017.umz8dv6s
HNSCC-01-0062 | ORIGINAL | CT | 223 | 1999-03-26 | PET/CT HEAD&NECK CA IN | CT Atten Cor Head IN | 2 | GE MEDICAL SYSTEMS | Discovery STE | petct_hl.60a | CT Image Storage | 120 | HELICAL MODE | 500 | 500 | 949.075 | 0 | CW | 566 | [9 empty] | 1.3.6.1.4.1.14519.5.2.1.1706.8040.338052523847542260076150024138 | 1.3.6.1.4.1.14519.5.2.1.1706.8040.981085839205385509313032933555 | TCIA | 10.7937/K9/TCIA.2017.umz8dv6s
HNSCC-01-0062 | NULL | RTSTRUCT | 1 | 1999-04-21 | RT SIMULATION | NULL | 1 | ADAC | Pinnacle3 | 9.8 | RT Structure Set Storage | [17 empty] | 1.3.6.1.4.1.14519.5.2.1.1706.8040.131311903340451983164369853331 | 1.3.6.1.4.1.14519.5.2.1.1706.8040.115301850523565604960114208404 | TCIA | 10.7937/K9/TCIA.2017.umz8dv6s
HNSCC-01-0062 | NULL | RTPLAN | 1 | 1999-04-21 | RT SIMULATION | NULL | 1 | ADAC | Pinnacle3 | 9.8 | RT Plan Storage | [17 empty] | 1.3.6.1.4.1.14519.5.2.1.1706.8040.131311903340451983164369853331 | 1.3.6.1.4.1.14519.5.2.1.1706.8040.415542854040418104379853574285 | TCIA | 10.7937/K9/TCIA.2017.umz8dv6s
HNSCC-01-0062 | NULL | RTDOSE | 1 | 1999-04-21 | RT SIMULATION | NULL | 1 | ADAC | Pinnacle3 | 9.8 | RT Dose Storage | [17 empty] | 1.3.6.1.4.1.14519.5.2.1.1706.8040.131311903340451983164369853331 | 1.3.6.1.4.1.14519.5.2.1.1706.8040.745970378178806839665699219955 | TCIA | 10.7937/K9/TCIA.2017.umz8dv6s
HNSCC-01-0062 | ORIGINAL | CT | 160 | 1999-04-21 | RT SIMULATION | NULL | NULL | Philips Medical Systems | PQ5000 | 4.9.1/5.0.2 | CT Image Storage | 130 |  | 480 | 480 |  | 0 | CC | [10 empty] | 1.3.6.1.4.1.14519.5.2.1.1706.8040.131311903340451983164369853331 | 1.3.6.1.4.1.14519.5.2.1.1706.8040.204313528764652166019408031790 | TCIA | 10.7937/K9/TCIA.2017.umz8dv6s
HNSCC-01-0062 | ORIGINAL | PT | 91 | 1999-06-28 | PET/CT HEAD & NECK CA | PET_NAC | 6 | GE MEDICAL SYSTEMS | Discovery STE | 41.04 | Positron Emission Tomography Image Storage | [9 empty] | FDG -- fluorodeoxyglucose | 652818688 | 6588 | 0.97 | CYLINDRICAL RING | 700\153 | RING | 700 | 1.3.6.1.4.1.14519.5.2.1.1706.8040.280404694753473566876023562260 | 1.3.6.1.4.1.14519.5.2.1.1706.8040.114928928860515335520243780237 | TCIA | 10.7937/K9/TCIA.2017.umz8dv6s
HNSCC-01-0062 | ORIGINAL | PT | 223 | 1999-06-28 | PET/CT HEAD & NECK CA | PET_AC | 4 | GE MEDICAL SYSTEMS | Discovery STE | 41.04 | Positron Emission Tomography Image Storage | [9 empty] | FDG -- fluorodeoxyglucose | 652818688 | 6588 | 0.97 | CYLINDRICAL RING | 700\153 | RING | 700 | 1.3.6.1.4.1.14519.5.2.1.1706.8040.303378187007749768911226227483 | 1.3.6.1.4.1.14519.5.2.1.1706.8040.139933835007280835065172617304 | TCIA | 10.7937/K9/TCIA.2017.umz8dv6s
HNSCC-01-0062 | ORIGINAL | PT | 91 | 1999-06-28 | PET/CT HEAD & NECK CA | PET_AC | 5 | GE MEDICAL SYSTEMS | Discovery STE | 41.04 | Positron Emission Tomography Image Storage | [9 empty] | FDG -- fluorodeoxyglucose | 652818688 | 6588 | 0.97 | CYLINDRICAL RING | 700\153 | RING | 700 | 1.3.6.1.4.1.14519.5.2.1.1706.8040.280404694753473566876023562260 | 1.3.6.1.4.1.14519.5.2.1.1706.8040.317120842025021705954510839728 | TCIA | 10.7937/K9/TCIA.2017.umz8dv6s
HNSCC-01-0062 | ORIGINAL | CT | 223 | 1999-06-28 | PET/CT HEAD & NECK CA | CT Atten Cor Head IN | 2 | GE MEDICAL SYSTEMS | Discovery STE | pet_vct_hp.80 | CT Image Storage | 120 | HELICAL MODE | 500 | 500 | 949.075 | 0 | CW | 566 | 27.5 | [8 empty] | 1.3.6.1.4.1.14519.5.2.1.1706.8040.303378187007749768911226227483 | 1.3.6.1.4.1.14519.5.2.1.1706.8040.472349104007054289721653479340 | TCIA | 10.7937/K9/TCIA.2017.umz8dv6s
HNSCC-01-0062 | ORIGINAL | PT | 223 | 1999-06-28 | PET/CT HEAD & NECK CA | PET_NAC | 5 | GE MEDICAL SYSTEMS | Discovery STE | 41.04 | Positron Emission Tomography Image Storage | [9 empty] | FDG -- fluorodeoxyglucose | 652818688 | 6588 | 0.97 | CYLINDRICAL RING | 700\153 | RING | 700 | 1.3.6.1.4.1.14519.5.2.1.1706.8040.303378187007749768911226227483 | 1.3.6.1.4.1.14519.5.2.1.1706.8040.614247122691243193900744456857 | TCIA | 10.7937/K9/TCIA.2017.umz8dv6s
HNSCC-01-0063 | ORIGINAL | PT | 91 | 1999-03-16 | PET/CT HEAD&NECK CA IN | PET AC | 1 | GE MEDICAL SYSTEMS | Discovery HR | 36.14 | Positron Emission Tomography Image Storage | [9 empty] | FDG -- fluorodeoxyglucose | 674540224 | 6588 | 0.97 | CYLINDRICAL RING | 700\157 | RING | 700 | 1.3.6.1.4.1.14519.5.2.1.1706.8040.179792856620997238558962369269 | 1.3.6.1.4.1.14519.5.2.1.1706.8040.110250675229430302779644780192 | TCIA | 10.7937/K9/TCIA.2017.umz8dv6s
HNSCC-01-0063 | ORIGINAL | PT | 91 | 1999-03-16 | PET/CT HEAD&NECK CA IN | PET NO AC | 2 | GE MEDICAL SYSTEMS | Discovery HR | 36.14 | Positron Emission Tomography Image Storage | [9 empty] | FDG -- fluorodeoxyglucose | 674540224 | 6588 | 0.97 | CYLINDRICAL RING | 700\157 | RING | 700 | 1.3.6.1.4.1.14519.5.2.1.1706.8040.179792856620997238558962369269 | 1.3.6.1.4.1.14519.5.2.1.1706.8040.112679451649508001065461380176 | TCIA | 10.7937/K9/TCIA.2017.umz8dv6s
HNSCC-01-0063 | ORIGINAL | PT | 128 | 1999-03-16 | PET/CT HEAD&NECK CA IN | PET AC | 670179071 | GE MEDICAL SYSTEMS | NULL | 36.14 | Positron Emission Tomography Image Storage | [9 empty] | FDG -- fluorodeoxyglucose | 699299987.793 | 6588 | 0.97 | CYLINDRICAL RING | 700\157 | RING | 700 | 1.3.6.1.4.1.14519.5.2.1.1706.8040.179792856620997238558962369269 | 1.3.6.1.4.1.14519.5.2.1.1706.8040.147605469017657686034857140021 | TCIA | 10.7937/K9/TCIA.2017.umz8dv6s
HNSCC-01-0063 | ORIGINAL | CT | 223 | 1999-03-16 | PET/CT HEAD&NECK CA IN | CT Atten Cor Head IN | 2 | GE MEDICAL SYSTEMS | Discovery HR | LightSpeedverrel | CT Image Storage | 120 | HELICAL MODE | 500 | 500 | 949.075 | 0 | CW | 566 | [9 empty] | 1.3.6.1.4.1.14519.5.2.1.1706.8040.135136590300100906721329251659 | 1.3.6.1.4.1.14519.5.2.1.1706.8040.421236216910072060877300489761 | TCIA | 10.7937/K9/TCIA.2017.umz8dv6s
HNSCC-01-0063 | ORIGINAL | PT | 60 | 1999-03-16 | PET/CT HEAD&NECK CA IN | MIP | 123 | GE MEDICAL SYSTEMS | NULL | 36.14 | Positron Emission Tomography Image Storage | [9 empty] | FDG -- fluorodeoxyglucose | 699299987.793 | 6588 | 0.97 | CYLINDRICAL RING | 700\157 | RING | 700 | 1.3.6.1.4.1.14519.5.2.1.1706.8040.179792856620997238558962369269 | 1.3.6.1.4.1.14519.5.2.1.1706.8040.928838769959432541828498480454 | TCIA | 10.7937/K9/TCIA.2017.umz8dv6s
HNSCC-01-0063 | NULL | RTSTRUCT | 1 | 1999-03-26 | RT SIMULATION | NULL | 1 | ADAC | Pinnacle3 | 9.8 | RT Structure Set Storage | [17 empty] | 1.3.6.1.4.1.14519.5.2.1.1706.8040.894407188482597483249811524763 | 1.3.6.1.4.1.14519.5.2.1.1706.8040.118242844960650370502765524893 | TCIA | 10.7937/K9/TCIA.2017.umz8dv6s
HNSCC-01-0063 | NULL | RTDOSE | 1 | 1999-03-26 | RT SIMULATION | NULL | 1 | ADAC | Pinnacle3 | 9.8 | RT Dose Storage | [17 empty] | 1.3.6.1.4.1.14519.5.2.1.1706.8040.894407188482597483249811524763 | 1.3.6.1.4.1.14519.5.2.1.1706.8040.246442236671138335588209582060 | TCIA | 10.7937/K9/TCIA.2017.umz8dv6s
HNSCC-01-0063 | NULL | RTPLAN | 1 | 1999-03-26 | RT SIMULATION | NULL | 1 | ADAC | Pinnacle3 | 9.8 | RT Plan Storage | [17 empty] | 1.3.6.1.4.1.14519.5.2.1.1706.8040.894407188482597483249811524763 | 1.3.6.1.4.1.14519.5.2.1.1706.8040.315888756505767042558178855757 | TCIA | 10.7937/K9/TCIA.2017.umz8dv6s
HNSCC-01-0063 | ORIGINAL | CT | 140 | 1999-03-26 | RT SIMULATION | NULL | NULL | Philips Medical Systems | PQ5000 | 4.9.1/5.0.2 | CT Image Storage | 130 |  | 480 | 480 |  | 0 | CC | [10 empty] | 1.3.6.1.4.1.14519.5.2.1.1706.8040.894407188482597483249811524763 | 1.3.6.1.4.1.14519.5.2.1.1706.8040.285351697981543553129096373597 | TCIA | 10.7937/K9/TCIA.2017.umz8dv6s
HNSCC-01-0063 | ORIGINAL | CT | 223 | 1999-07-25 | PET/CT HEAD & NECK CA | CT Atten Cor Head IN | 2 | GE MEDICAL SYSTEMS | Discovery STE | pet_vct_hp.80 | CT Image Storage | 120 | HELICAL MODE | 500 | 500 | 949.075 | 0 | CW | 566 | 27.5 | [8 empty] | 1.3.6.1.4.1.14519.5.2.1.1706.8040.259050722758580090093512485903 | 1.3.6.1.4.1.14519.5.2.1.1706.8040.224161230634058825715610100323 | TCIA | 10.7937/K9/TCIA.2017.umz8dv6s
HNSCC-01-0063 | ORIGINAL | PT | 223 | 1999-07-25 | PET/CT HEAD & NECK CA | PET_AC | 4 | GE MEDICAL SYSTEMS | Discovery STE | 41.04 | Positron Emission Tomography Image Storage | [9 empty] | FDG -- fluorodeoxyglucose | 484892000 | 6588 | 0.97 | CYLINDRICAL RING | 700\153 | RING | 700 | 1.3.6.1.4.1.14519.5.2.1.1706.8040.259050722758580090093512485903 | 1.3.6.1.4.1.14519.5.2.1.1706.8040.230634834294367078013859168662 | TCIA | 10.7937/K9/TCIA.2017.umz8dv6s
HNSCC-01-0063 | ORIGINAL | PT | 91 | 1999-07-25 | PET/CT HEAD & NECK CA | PET_NAC_HEAD | 11 | GE MEDICAL SYSTEMS | Discovery STE | 41.04 | Positron Emission Tomography Image Storage | [9 empty] | FDG -- fluorodeoxyglucose | 484892000 | 6588 | 0.97 | CYLINDRICAL RING | 700\153 | RING | 700 | 1.3.6.1.4.1.14519.5.2.1.1706.8040.259050722758580090093512485903 | 1.3.6.1.4.1.14519.5.2.1.1706.8040.283173549812126700618637237196 | TCIA | 10.7937/K9/TCIA.2017.umz8dv6s
HNSCC-01-0063 | ORIGINAL | PT | 91 | 1999-07-25 | PET/CT HEAD & NECK CA | PET_AC_HEAD | 10 | GE MEDICAL SYSTEMS | Discovery STE | 41.04 | Positron Emission Tomography Image Storage | [9 empty] | FDG -- fluorodeoxyglucose | 484892000 | 6588 | 0.97 | CYLINDRICAL RING | 700\153 | RING | 700 | 1.3.6.1.4.1.14519.5.2.1.1706.8040.259050722758580090093512485903 | 1.3.6.1.4.1.14519.5.2.1.1706.8040.449007025276532024935305645393 | TCIA | 10.7937/K9/TCIA.2017.umz8dv6s
HNSCC-01-0063 | ORIGINAL | PT | 223 | 1999-07-25 | PET/CT HEAD & NECK CA | PET_NAC | 5 | GE MEDICAL SYSTEMS | Discovery STE | 41.04 | Positron Emission Tomography Image Storage | [9 empty] | FDG -- fluorodeoxyglucose | 484892000 | 6588 | 0.97 | CYLINDRICAL RING | 700\153 | RING | 700 | 1.3.6.1.4.1.14519.5.2.1.1706.8040.259050722758580090093512485903 | 1.3.6.1.4.1.14519.5.2.1.1706.8040.540258835713894326199780148748 | TCIA | 10.7937/K9/TCIA.2017.umz8dv6s
HNSCC-01-0064 | NULL | RTDOSE | 1 | 1999-04-05 | RT SIMULATION | NULL | 1 | ADAC | Pinnacle3 | 9.8 | RT Dose Storage | [17 empty] | 1.3.6.1.4.1.14519.5.2.1.1706.8040.182535060685293977435289096597 | 1.3.6.1.4.1.14519.5.2.1.1706.8040.100587584731086157644608820826 | TCIA | 10.7937/K9/TCIA.2017.umz8dv6s
HNSCC-01-0064 | NULL | RTPLAN | 1 | 1999-04-05 | RT SIMULATION | NULL | 1 | ADAC | Pinnacle3 | 9.8 | RT Plan Storage | [17 empty] | 1.3.6.1.4.1.14519.5.2.1.1706.8040.182535060685293977435289096597 | 1.3.6.1.4.1.14519.5.2.1.1706.8040.314867444001193791213899262019 | TCIA | 10.7937/K9/TCIA.2017.umz8dv6s
HNSCC-01-0064 | NULL | RTSTRUCT | 1 | 1999-04-05 | RT SIMULATION | NULL | 1 | ADAC | Pinnacle3 | 9.8 | RT Structure Set Storage | [17 empty] | 1.3.6.1.4.1.14519.5.2.1.1706.8040.182535060685293977435289096597 | 1.3.6.1.4.1.14519.5.2.1.1706.8040.449339299746023269985355924024 | TCIA | 10.7937/K9/TCIA.2017.umz8dv6s
HNSCC-01-0064 | ORIGINAL | CT | 150 | 1999-04-05 | RT SIMULATION | NULL | NULL | Philips Medical Systems | PQ5000 | 4.9.1/5.0.2 | CT Image Storage | 130 |  | 480 | 480 |  | 0 | CC | [10 empty] | 1.3.6.1.4.1.14519.5.2.1.1706.8040.182535060685293977435289096597 | 1.3.6.1.4.1.14519.5.2.1.1706.8040.305622747732404880660558780352 | TCIA | 10.7937/K9/TCIA.2017.umz8dv6s
HNSCC-01-0064 | ORIGINAL | PT | 223 | 1999-10-17 | PET/CT HEAD & NECK CA | PET_NAC | 5 | GE MEDICAL SYSTEMS | Discovery RX | 41.04 | Positron Emission Tomography Image Storage | [9 empty] | FDG -- fluorodeoxyglucose | 659226752 | 6588 | 0.97 | CYLINDRICAL RING | 700\153 | RING | 700 | 1.3.6.1.4.1.14519.5.2.1.1706.8040.260939066752647012486117585265 | 1.3.6.1.4.1.14519.5.2.1.1706.8040.108553727299288677426277455387 | TCIA | 10.7937/K9/TCIA.2017.umz8dv6s
HNSCC-01-0064 | ORIGINAL | PT | 223 | 1999-10-17 | PET/CT HEAD & NECK CA | PET_AC | 4 | GE MEDICAL SYSTEMS | Discovery RX | 41.04 | Positron Emission Tomography Image Storage | [9 empty] | FDG -- fluorodeoxyglucose | 659226752 | 6588 | 0.97 | CYLINDRICAL RING | 700\153 | RING | 700 | 1.3.6.1.4.1.14519.5.2.1.1706.8040.260939066752647012486117585265 | 1.3.6.1.4.1.14519.5.2.1.1706.8040.111091591630744227733143078165 | TCIA | 10.7937/K9/TCIA.2017.umz8dv6s
HNSCC-01-0064 | ORIGINAL | PT | 91 | 1999-10-17 | PET/CT HEAD & NECK CA | PET_NAC_HEAD | 11 | GE MEDICAL SYSTEMS | Discovery RX | 41.04 | Positron Emission Tomography Image Storage | [9 empty] | FDG -- fluorodeoxyglucose | 659226752 | 6588 | 0.97 | CYLINDRICAL RING | 700\153 | RING | 700 | 1.3.6.1.4.1.14519.5.2.1.1706.8040.260939066752647012486117585265 | 1.3.6.1.4.1.14519.5.2.1.1706.8040.150573762904156169975034031109 | TCIA | 10.7937/K9/TCIA.2017.umz8dv6s
HNSCC-01-0064 | ORIGINAL | CT | 223 | 1999-10-17 | PET/CT HEAD & NECK CA | CT Atten Cor Head IN | 2 | GE MEDICAL SYSTEMS | Discovery RX | pet_vct_hp.80 | CT Image Storage | 120 | HELICAL MODE | 500 | 500 | 949.075 | 0 | CW | 566 | 27.5 | [8 empty] | 1.3.6.1.4.1.14519.5.2.1.1706.8040.260939066752647012486117585265 | 1.3.6.1.4.1.14519.5.2.1.1706.8040.249182722910034016845921353210 | TCIA | 10.7937/K9/TCIA.2017.umz8dv6s
HNSCC-01-0064 | ORIGINAL | PT | 91 | 1999-10-17 | PET/CT HEAD & NECK CA | PET_AC_HEAD | 10 | GE MEDICAL SYSTEMS | Discovery RX | 41.04 | Positron Emission Tomography Image Storage | [9 empty] | FDG -- fluorodeoxyglucose | 659226752 | 6588 | 0.97 | CYLINDRICAL RING | 700\153 | RING | 700 | 1.3.6.1.4.1.14519.5.2.1.1706.8040.260939066752647012486117585265 | 1.3.6.1.4.1.14519.5.2.1.1706.8040.274389976568544748885005438257 | TCIA | 10.7937/K9/TCIA.2017.umz8dv6s
HNSCC-01-0064 | ORIGINAL | CT | 78 | 2000-01-17 | CT, SOFT TISSUE NECK W | Recon 3: CONTRAST120CC@3CC/S,90 | 4 | GE MEDICAL SYSTEMS | LightSpeed16 | 06MW03.5 | CT Image Storage | 140 | HELICAL MODE | 500 | 250 | 949.075 | 0 | CW | 1422 | 13.75 | [8 empty] | 1.3.6.1.4.1.14519.5.2.1.1706.8040.109408814015945240688116537915 | 1.3.6.1.4.1.14519.5.2.1.1706.8040.152447788369115793389990603176 | TCIA | 10.7937/K9/TCIA.2017.umz8dv6s
HNSCC-01-0064 | ORIGINAL | CT | 104 | 2000-01-17 | CT, SOFT TISSUE NECK W | Recon 2: ANGLED ORAL, C+ | 6 | GE MEDICAL SYSTEMS | LightSpeed16 | 06MW03.5 | CT Image Storage | 120 | AXIAL MODE | 250 | 250 | 949.075 | -18 | CW | 1000 | [9 empty] | 1.3.6.1.4.1.14519.5.2.1.1706.8040.109408814015945240688116537915 | 1.3.6.1.4.1.14519.5.2.1.1706.8040.219186042714890041805150255693 | TCIA | 10.7937/K9/TCIA.2017.umz8dv6s
HNSCC-01-0064 | ORIGINAL | CT | 104 | 2000-01-17 | CT, SOFT TISSUE NECK W | ANGLED ORAL, C+ | 5 | GE MEDICAL SYSTEMS | LightSpeed16 | 06MW03.5 | CT Image Storage | 120 | AXIAL MODE | 250 | 250 | 949.075 | -18 | CW | 1000 | [9 empty] | 1.3.6.1.4.1.14519.5.2.1.1706.8040.109408814015945240688116537915 | 1.3.6.1.4.1.14519.5.2.1.1706.8040.257142534830215109433333595230 | TCIA | 10.7937/K9/TCIA.2017.umz8dv6s
HNSCC-01-0064 | ORIGINAL | CT | 2 | 2000-01-17 | CT, SOFT TISSUE NECK W | Scout, N23 | 1 | GE MEDICAL SYSTEMS | LightSpeed16 | 06MW03.5 | CT Image Storage | 120 | SCOUT MODE | 500 |  | 949.075 | 0 | CW | 4572 | [9 empty] | 1.3.6.1.4.1.14519.5.2.1.1706.8040.109408814015945240688116537915 | 1.3.6.1.4.1.14519.5.2.1.1706.8040.310564653901449607085690493486 | TCIA | 10.7937/K9/TCIA.2017.umz8dv6s
HNSCC-01-0064 | ORIGINAL | CT | 233 | 2000-01-17 | CT, SOFT TISSUE NECK W | Recon 2: CONTRAST120CC@3CC/S,90 | 3 | GE MEDICAL SYSTEMS | LightSpeed16 | 06MW03.5 | CT Image Storage | 140 | HELICAL MODE | 500 | 250 | 949.075 | 0 | CW | 1053 | 13.75 | [8 empty] | 1.3.6.1.4.1.14519.5.2.1.1706.8040.109408814015945240688116537915 | 1.3.6.1.4.1.14519.5.2.1.1706.8040.542349527227481707492637262691 | TCIA | 10.7937/K9/TCIA.2017.umz8dv6s
HNSCC-01-0064 | ORIGINAL | CT | 233 | 2000-01-17 | CT, SOFT TISSUE NECK W | CONTRAST120CC@3CC/S,90S DELAY | 2 | GE MEDICAL SYSTEMS | LightSpeed16 | 06MW03.5 | CT Image Storage | 140 | HELICAL MODE | 500 | 250 | 949.075 | 0 | CW | 1053 | 13.75 | [8 empty] | 1.3.6.1.4.1.14519.5.2.1.1706.8040.109408814015945240688116537915 | 1.3.6.1.4.1.14519.5.2.1.1706.8040.810766315838837774079725437593 | TCIA | 10.7937/K9/TCIA.2017.umz8dv6s
HNSCC-01-0064 | ORIGINAL | PT | 91 | 2000-01-28 | PET/CT HEAD & NECK CA | PET_AC_HEAD | 10 | GE MEDICAL SYSTEMS | Discovery RX | 41.04 | Positron Emission Tomography Image Storage | [9 empty] | FDG -- fluorodeoxyglucose | 633997568 | 6588 | 0.97 | CYLINDRICAL RING | 700\153 | RING | 700 | 1.3.6.1.4.1.14519.5.2.1.1706.8040.175398639509179015855634799365 | 1.3.6.1.4.1.14519.5.2.1.1706.8040.185237372973237029445862807714 | TCIA | 10.7937/K9/TCIA.2017.umz8dv6s
HNSCC-01-0064 | ORIGINAL | PT | 223 | 2000-01-28 | PET/CT HEAD & NECK CA | PET_NAC | 5 | GE MEDICAL SYSTEMS | Discovery RX | 41.04 | Positron Emission Tomography Image Storage | [9 empty] | FDG -- fluorodeoxyglucose | 633997568 | 6588 | 0.97 | CYLINDRICAL RING | 700\153 | RING | 700 | 1.3.6.1.4.1.14519.5.2.1.1706.8040.175398639509179015855634799365 | 1.3.6.1.4.1.14519.5.2.1.1706.8040.232893765604248813106936380380 | TCIA | 10.7937/K9/TCIA.2017.umz8dv6s
HNSCC-01-0064 | ORIGINAL | CT | 223 | 2000-01-28 | PET/CT HEAD & NECK CA | CT Atten Cor Head IN | 2 | GE MEDICAL SYSTEMS | Discovery RX | pet_vct_hp.80 | CT Image Storage | 120 | HELICAL MODE | 500 | 500 | 949.075 | 0 | CW | 566 | 27.5 | [8 empty] | 1.3.6.1.4.1.14519.5.2.1.1706.8040.175398639509179015855634799365 | 1.3.6.1.4.1.14519.5.2.1.1706.8040.286397102168432614423551657606 | TCIA | 10.7937/K9/TCIA.2017.umz8dv6s
HNSCC-01-0064 | ORIGINAL | PT | 223 | 2000-01-28 | PET/CT HEAD & NECK CA | PET_AC | 4 | GE MEDICAL SYSTEMS | Discovery RX | 41.04 | Positron Emission Tomography Image Storage | [9 empty] | FDG -- fluorodeoxyglucose | 633997568 | 6588 | 0.97 | CYLINDRICAL RING | 700\153 | RING | 700 | 1.3.6.1.4.1.14519.5.2.1.1706.8040.175398639509179015855634799365 | 1.3.6.1.4.1.14519.5.2.1.1706.8040.312762102357910251760433296764 | TCIA | 10.7937/K9/TCIA.2017.umz8dv6s
HNSCC-01-0064 | ORIGINAL | PT | 91 | 2000-01-28 | PET/CT HEAD & NECK CA | PET_NAC_HEAD | 11 | GE MEDICAL SYSTEMS | Discovery RX | 41.04 | Positron Emission Tomography Image Storage | [9 empty] | FDG -- fluorodeoxyglucose | 633997568 | 6588 | 0.97 | CYLINDRICAL RING | 700\153 | RING | 700 | 1.3.6.1.4.1.14519.5.2.1.1706.8040.175398639509179015855634799365 | 1.3.6.1.4.1.14519.5.2.1.1706.8040.702897917768546506295414781129 | TCIA | 10.7937/K9/TCIA.2017.umz8dv6s
HNSCC-01-0065 | ORIGINAL | CT | 207 | 2001-04-10 | PET/CT HEAD & NECK CA | CT Atten Cor Head IN | 2 | GE MEDICAL SYSTEMS | Discovery STE | 07MWHL36.4 | CT Image Storage | 120 | HELICAL MODE | 500 | 500 | 949.075 | 0 | CW | 566 | 27.5 | [8 empty] | 1.3.6.1.4.1.14519.5.2.1.1706.8040.895245760243584368127367493895 | 1.3.6.1.4.1.14519.5.2.1.1706.8040.250756415397049752261277647188 | TCIA | 10.7937/K9/TCIA.2017.umz8dv6s
HNSCC-01-0065 | NULL | RTPLAN | 1 | 2001-05-14 | RT SIMULATION | NULL | 1 | ADAC | Pinnacle3 | 9.8 | RT Plan Storage | [17 empty] | 1.3.6.1.4.1.14519.5.2.1.1706.8040.153483115400093393919559402687 | 1.3.6.1.4.1.14519.5.2.1.1706.8040.237144948440471646659478497065 | TCIA | 10.7937/K9/TCIA.2017.umz8dv6s
HNSCC-01-0065 | NULL | RTDOSE | 1 | 2001-05-14 | RT SIMULATION | NULL | 1 | ADAC | Pinnacle3 | 9.8 | RT Dose Storage | [17 empty] | 1.3.6.1.4.1.14519.5.2.1.1706.8040.153483115400093393919559402687 | 1.3.6.1.4.1.14519.5.2.1.1706.8040.358967317925458149925572715140 | TCIA | 10.7937/K9/TCIA.2017.umz8dv6s
HNSCC-01-0065 | NULL | RTSTRUCT | 1 | 2001-05-14 | RT SIMULATION | NULL | 1 | ADAC | Pinnacle3 | 9.8 | RT Structure Set Storage | [17 empty] | 1.3.6.1.4.1.14519.5.2.1.1706.8040.153483115400093393919559402687 | 1.3.6.1.4.1.14519.5.2.1.1706.8040.660241069455424483192215137087 | TCIA | 10.7937/K9/TCIA.2017.umz8dv6s
HNSCC-01-0065 | ORIGINAL | CT | 140 | 2001-05-14 | RT SIMULATION | NULL | 3 | Philips | Mx8000 IDT | 1.1.0 | CT Image Storage | 120 | HELIX | 500 | 500 |  | 0 | CW | [10 empty] | 1.3.6.1.4.1.14519.5.2.1.1706.8040.153483115400093393919559402687 | 1.3.6.1.4.1.14519.5.2.1.1706.8040.193757473495240127499425737086 | TCIA | 10.7937/K9/TCIA.2017.umz8dv6s
HNSCC-01-0065 | ORIGINAL | CT | 207 | 2002-03-19 | PET/CT HEAD & NECK CA | CT Atten Lung | 3 | GE MEDICAL SYSTEMS | Discovery RX | 07MWHL36.4 | CT Image Storage | 120 | HELICAL MODE | 500 | 500 | 949.075 | 0 | CW | 566 | 27.5 | [8 empty] | 1.3.6.1.4.1.14519.5.2.1.1706.8040.156737634125912843405185854825 | 1.3.6.1.4.1.14519.5.2.1.1706.8040.105911178210594772275885815016 | TCIA | 10.7937/K9/TCIA.2017.umz8dv6s
HNSCC-01-0065 | ORIGINAL | CT | 165 | 2002-03-19 | PET/CT HEAD & NECK CA | CT H&N Zoom | 8 | GE MEDICAL SYSTEMS | Discovery RX | 07MWHL36.4 | CT Image Storage | 100 | HELICAL MODE | 500 | 250 | 949.075 | 0 | CW | 530 | 27.5 | [8 empty] | 1.3.6.1.4.1.14519.5.2.1.1706.8040.156737634125912843405185854825 | 1.3.6.1.4.1.14519.5.2.1.1706.8040.175536367035800096413081596628 | TCIA | 10.7937/K9/TCIA.2017.umz8dv6s
HNSCC-01-0065 | ORIGINAL | PT | 127 | 2002-03-19 | PET/CT HEAD & NECK CA | PET_NO AC 3DIR | 10 | GE MEDICAL SYSTEMS | Discovery RX | 41.04 | Positron Emission Tomography Image Storage | [9 empty] | FDG -- fluorodeoxyglucose | 470927616 | 6588 | 0.97 | CYLINDRICAL RING | 700\153 | NONE | 700 | 1.3.6.1.4.1.14519.5.2.1.1706.8040.156737634125912843405185854825 | 1.3.6.1.4.1.14519.5.2.1.1706.8040.218471808248245958281506582960 | TCIA | 10.7937/K9/TCIA.2017.umz8dv6s
HNSCC-01-0065 | ORIGINAL | PT | 127 | 2002-03-19 | PET/CT HEAD & NECK CA | pet_ac_3d | 11 | GE MEDICAL SYSTEMS | Discovery RX | 41.04 | Positron Emission Tomography Image Storage | [9 empty] | FDG -- fluorodeoxyglucose | 470927616 | 6588 | 0.97 | CYLINDRICAL RING | 700\153 | NONE | 700 | 1.3.6.1.4.1.14519.5.2.1.1706.8040.156737634125912843405185854825 | 1.3.6.1.4.1.14519.5.2.1.1706.8040.229153243164049435544816188786 | TCIA | 10.7937/K9/TCIA.2017.umz8dv6s
HNSCC-01-0065 | ORIGINAL | CT | 207 | 2002-03-19 | PET/CT HEAD & NECK CA | CT Atten soft | 2 | GE MEDICAL SYSTEMS | Discovery RX | 07MWHL36.4 | CT Image Storage | 120 | HELICAL MODE | 500 | 500 | 949.075 | 0 | CW | 566 | 27.5 | [8 empty] | 1.3.6.1.4.1.14519.5.2.1.1706.8040.156737634125912843405185854825 | 1.3.6.1.4.1.14519.5.2.1.1706.8040.252005569997696874068018336901 | TCIA | 10.7937/K9/TCIA.2017.umz8dv6s
HNSCC-01-0065 | ORIGINAL | PT | 207 | 2002-03-19 | PET/CT HEAD & NECK CA | pet_ac_3d | 5 | GE MEDICAL SYSTEMS | Discovery RX | 41.04 | Positron Emission Tomography Image Storage | [9 empty] | FDG -- fluorodeoxyglucose | 470927616 | 6588 | 0.97 | CYLINDRICAL RING | 700\153 | NONE | 700 | 1.3.6.1.4.1.14519.5.2.1.1706.8040.156737634125912843405185854825 | 1.3.6.1.4.1.14519.5.2.1.1706.8040.298103142406392887861950552782 | TCIA | 10.7937/K9/TCIA.2017.umz8dv6s
HNSCC-01-0065 | ORIGINAL | CT | 1 | 2002-03-19 | PET/CT HEAD & NECK CA | CT SCOUT H&N | 6 | GE MEDICAL SYSTEMS | Discovery RX | 07MWHL36.4 | CT Image Storage | 80 | SCOUT MODE | 500 |  | 949.075 | 0 | CW | 4072 | [9 empty] | 1.3.6.1.4.1.14519.5.2.1.1706.8040.156737634125912843405185854825 | 1.3.6.1.4.1.14519.5.2.1.1706.8040.329862251352708294058143489141 | TCIA | 10.7937/K9/TCIA.2017.umz8dv6s
HNSCC-01-0065 | ORIGINAL | CT | 1 | 2002-03-19 | PET/CT HEAD & NECK CA | CT SCOUT HEAD IN | 1 | GE MEDICAL SYSTEMS | Discovery RX | 07MWHL36.4 | CT Image Storage | 120 | SCOUT MODE | 500 |  | 949.075 | 0 | CW | 9070 | [9 empty] | 1.3.6.1.4.1.14519.5.2.1.1706.8040.156737634125912843405185854825 | 1.3.6.1.4.1.14519.5.2.1.1706.8040.333397786653080082880473723994 | TCIA | 10.7937/K9/TCIA.2017.umz8dv6s
HNSCC-01-0065 | ORIGINAL | CT | 127 | 2002-03-19 | PET/CT HEAD & NECK CA | CT Atten Cor H&N | 7 | GE MEDICAL SYSTEMS | Discovery RX | 07MWHL36.4 | CT Image Storage | 100 | HELICAL MODE | 500 | 500 | 949.075 | 0 | CW | 566 | 27.5 | [8 empty] | 1.3.6.1.4.1.14519.5.2.1.1706.8040.156737634125912843405185854825 | 1.3.6.1.4.1.14519.5.2.1.1706.8040.522064143409829769101398229297 | TCIA | 10.7937/K9/TCIA.2017.umz8dv6s
HNSCC-01-0065 | ORIGINAL | PT | 207 | 2002-03-19 | PET/CT HEAD & NECK CA | PET_NO AC 3DIR | 4 | GE MEDICAL SYSTEMS | Discovery RX | 41.04 | Positron Emission Tomography Image Storage | [9 empty] | FDG -- fluorodeoxyglucose | 470927616 | 6588 | 0.97 | CYLINDRICAL RING | 700\153 | NONE | 700 | 1.3.6.1.4.1.14519.5.2.1.1706.8040.156737634125912843405185854825 | 1.3.6.1.4.1.14519.5.2.1.1706.8040.719849007394832611537668748019 | TCIA | 10.7937/K9/TCIA.2017.umz8dv6s
HNSCC-01-0065 | ORIGINAL | CT | 165 | 2002-03-19 | PET/CT HEAD & NECK CA | Recon 3: CT Atten Cor H&N | 9 | GE MEDICAL SYSTEMS | Discovery RX | 07MWHL36.4 | CT Image Storage | 100 | HELICAL MODE | 500 | 250 | 949.075 | 0 | CW | 530 | 27.5 | [8 empty] | 1.3.6.1.4.1.14519.5.2.1.1706.8040.156737634125912843405185854825 | 1.3.6.1.4.1.14519.5.2.1.1706.8040.984913061573334328614408901346 | TCIA | 10.7937/K9/TCIA.2017.umz8dv6s
HNSCC-01-0066 | ORIGINAL | PT | 223 | 1999-04-12 | PET/CT HEAD&NECK CA IN | PET AC | 1 | GE MEDICAL SYSTEMS | Discovery HR | 36.14 | Positron Emission Tomography Image Storage | [9 empty] | FDG -- fluorodeoxyglucose | 533072128 | 6588 | 0.97 | CYLINDRICAL RING | 700\157 | RING | 700 | 1.3.6.1.4.1.14519.5.2.1.1706.8040.337341127975395210330835569777 | 1.3.6.1.4.1.14519.5.2.1.1706.8040.118753835503690815917734874808 | TCIA | 10.7937/K9/TCIA.2017.umz8dv6s
HNSCC-01-0066 | ORIGINAL | PT | 91 | 1999-04-12 | PET/CT HEAD&NECK CA IN | PET AC | 1 | GE MEDICAL SYSTEMS | Discovery HR | 36.14 | Positron Emission Tomography Image Storage | [9 empty] | FDG -- fluorodeoxyglucose | 533072128 | 6588 | 0.97 | CYLINDRICAL RING | 700\157 | RING | 700 | 1.3.6.1.4.1.14519.5.2.1.1706.8040.303881809105925577457196700889 | 1.3.6.1.4.1.14519.5.2.1.1706.8040.135231461217583962931543041931 | TCIA | 10.7937/K9/TCIA.2017.umz8dv6s
HNSCC-01-0066 | ORIGINAL | PT | 60 | 1999-04-12 | PET/CT HEAD&NECK CA IN | MIP | 123 | GE MEDICAL SYSTEMS | NULL | 36.14 | Positron Emission Tomography Image Storage | [9 empty] | FDG -- fluorodeoxyglucose | 555000000 | 6588 | 0.97 | CYLINDRICAL RING | 700\157 | RING | 700 | 1.3.6.1.4.1.14519.5.2.1.1706.8040.303881809105925577457196700889 | 1.3.6.1.4.1.14519.5.2.1.1706.8040.147728644585512797915342247077 | TCIA | 10.7937/K9/TCIA.2017.umz8dv6s
HNSCC-01-0066 | ORIGINAL | PT | 223 | 1999-04-12 | PET/CT HEAD&NECK CA IN | PET NO AC | 2 | GE MEDICAL SYSTEMS | Discovery HR | 36.14 | Positron Emission Tomography Image Storage | [9 empty] | FDG -- fluorodeoxyglucose | 533072128 | 6588 | 0.97 | CYLINDRICAL RING | 700\157 | RING | 700 | 1.3.6.1.4.1.14519.5.2.1.1706.8040.337341127975395210330835569777 | 1.3.6.1.4.1.14519.5.2.1.1706.8040.186698314147571937373848419814 | TCIA | 10.7937/K9/TCIA.2017.umz8dv6s
HNSCC-01-0066 | ORIGINAL | PT | 60 | 1999-04-12 | PET/CT HEAD&NECK CA IN | MIP | 123 | GE MEDICAL SYSTEMS | NULL | 36.14 | Positron Emission Tomography Image Storage | [9 empty] | FDG -- fluorodeoxyglucose | 555000000 | 6588 | 0.97 | CYLINDRICAL RING | 700\157 | RING | 700 | 1.3.6.1.4.1.14519.5.2.1.1706.8040.337341127975395210330835569777 | 1.3.6.1.4.1.14519.5.2.1.1706.8040.331593178913258018553929181194 | TCIA | 10.7937/K9/TCIA.2017.umz8dv6s
HNSCC-01-0066 | ORIGINAL | PT | 91 | 1999-04-12 | PET/CT HEAD&NECK CA IN | PET NO AC | 2 | GE MEDICAL SYSTEMS | Discovery HR | 36.14 | Positron Emission Tomography Image Storage | [9 empty] | FDG -- fluorodeoxyglucose | 533072128 | 6588 | 0.97 | CYLINDRICAL RING | 700\157 | RING | 700 | 1.3.6.1.4.1.14519.5.2.1.1706.8040.303881809105925577457196700889 | 1.3.6.1.4.1.14519.5.2.1.1706.8040.559705240199399685011701404586 | TCIA | 10.7937/K9/TCIA.2017.umz8dv6s
HNSCC-01-0066 | ORIGINAL | PT | 128 | 1999-04-12 | PET/CT HEAD&NECK CA IN | PET AC | 739660249 | GE MEDICAL SYSTEMS | NULL | 36.14 | Positron Emission Tomography Image Storage | [9 empty] | FDG -- fluorodeoxyglucose | 555000000 | 6588 | 0.97 | CYLINDRICAL RING | 700\157 | RING | 700 | 1.3.6.1.4.1.14519.5.2.1.1706.8040.303881809105925577457196700889 | 1.3.6.1.4.1.14519.5.2.1.1706.8040.603416156775780732062417690908 | TCIA | 10.7937/K9/TCIA.2017.umz8dv6s
HNSCC-01-0066 | ORIGINAL | CT | 223 | 1999-04-12 | PET/CT HEAD&NECK CA IN | CT Atten Cor Head IN | 2 | GE MEDICAL SYSTEMS | Discovery HR | LightSpeedverrel | CT Image Storage | 120 | HELICAL MODE | 500 | 500 | 949.075 | 0 | CW | 566 | [9 empty] | 1.3.6.1.4.1.14519.5.2.1.1706.8040.337341127975395210330835569777 | 1.3.6.1.4.1.14519.5.2.1.1706.8040.715720222715304544654355826037 | TCIA | 10.7937/K9/TCIA.2017.umz8dv6s
HNSCC-01-0066 | ORIGINAL | PT | 128 | 1999-04-12 | PET/CT HEAD&NECK CA IN | PET AC | 278661351 | GE MEDICAL SYSTEMS | NULL | 36.14 | Positron Emission Tomography Image Storage | [9 empty] | FDG -- fluorodeoxyglucose | 555000000 | 6588 | 0.97 | CYLINDRICAL RING | 700\157 | RING | 700 | 1.3.6.1.4.1.14519.5.2.1.1706.8040.337341127975395210330835569777 | 1.3.6.1.4.1.14519.5.2.1.1706.8040.964139523325227338099783549289 | TCIA | 10.7937/K9/TCIA.2017.umz8dv6s
HNSCC-01-0066 | NULL | RTPLAN | 1 | 1999-04-26 | RT SIMULATION | NULL | 1 | ADAC | Pinnacle3 | 9.8 | RT Plan Storage | [17 empty] | 1.3.6.1.4.1.14519.5.2.1.1706.8040.260527785494363233675645595749 | 1.3.6.1.4.1.14519.5.2.1.1706.8040.111950400062893879972250957481 | TCIA | 10.7937/K9/TCIA.2017.umz8dv6s
HNSCC-01-0066 | NULL | RTSTRUCT | 1 | 1999-04-26 | RT SIMULATION | NULL | 1 | ADAC | Pinnacle3 | 9.8 | RT Structure Set Storage | [17 empty] | 1.3.6.1.4.1.14519.5.2.1.1706.8040.260527785494363233675645595749 | 1.3.6.1.4.1.14519.5.2.1.1706.8040.312121933144193977786920530034 | TCIA | 10.7937/K9/TCIA.2017.umz8dv6s
HNSCC-01-0066 | NULL | RTDOSE | 1 | 1999-04-26 | RT SIMULATION | NULL | 1 | ADAC | Pinnacle3 | 9.8 | RT Dose Storage | [17 empty] | 1.3.6.1.4.1.14519.5.2.1.1706.8040.260527785494363233675645595749 | 1.3.6.1.4.1.14519.5.2.1.1706.8040.393500265617505953530101816214 | TCIA | 10.7937/K9/TCIA.2017.umz8dv6s
HNSCC-01-0066 | ORIGINAL | CT | 150 | 1999-04-26 | RT SIMULATION | NULL | NULL | Philips Medical Systems | PQ5000 | 4.9.1/5.0.2 | CT Image Storage | 130 |  | 480 | 480 |  | 0 | CC | [10 empty] | 1.3.6.1.4.1.14519.5.2.1.1706.8040.260527785494363233675645595749 | 1.3.6.1.4.1.14519.5.2.1.1706.8040.127601303028661230256312377617 | TCIA | 10.7937/K9/TCIA.2017.umz8dv6s
HNSCC-01-0066 | ORIGINAL | PT | 223 | 1999-08-23 | PET/CT HEAD & NECK CA | PET_AC | 4 | GE MEDICAL SYSTEMS | Discovery STE | 41.04 | Positron Emission Tomography Image Storage | [9 empty] | FDG -- fluorodeoxyglucose | 557458816 | 6588 | 0.97 | CYLINDRICAL RING | 700\153 | RING | 700 | 1.3.6.1.4.1.14519.5.2.1.1706.8040.247862635002747020976491299367 | 1.3.6.1.4.1.14519.5.2.1.1706.8040.255015017129524847890817906749 | TCIA | 10.7937/K9/TCIA.2017.umz8dv6s
HNSCC-01-0066 | ORIGINAL | CT | 223 | 1999-08-23 | PET/CT HEAD & NECK CA | CT Atten Cor Head IN | 2 | GE MEDICAL SYSTEMS | Discovery STE | pet_vct_hp.80 | CT Image Storage | 120 | HELICAL MODE | 500 | 500 | 949.075 | 0 | CW | 566 | 27.5 | [8 empty] | 1.3.6.1.4.1.14519.5.2.1.1706.8040.247862635002747020976491299367 | 1.3.6.1.4.1.14519.5.2.1.1706.8040.262326216600306896442087116387 | TCIA | 10.7937/K9/TCIA.2017.umz8dv6s
HNSCC-01-0066 | ORIGINAL | PT | 91 | 1999-08-23 | PET/CT HEAD & NECK CA | PET_AC_HEAD | 10 | GE MEDICAL SYSTEMS | Discovery STE | 41.04 | Positron Emission Tomography Image Storage | [9 empty] | FDG -- fluorodeoxyglucose | 557458816 | 6588 | 0.97 | CYLINDRICAL RING | 700\153 | RING | 700 | 1.3.6.1.4.1.14519.5.2.1.1706.8040.247862635002747020976491299367 | 1.3.6.1.4.1.14519.5.2.1.1706.8040.287087497811491599466995256522 | TCIA | 10.7937/K9/TCIA.2017.umz8dv6s
HNSCC-01-0066 | ORIGINAL | PT | 91 | 1999-08-23 | PET/CT HEAD & NECK CA | PET_NAC_HEAD | 11 | GE MEDICAL SYSTEMS | Discovery STE | 41.04 | Positron Emission Tomography Image Storage | [9 empty] | FDG -- fluorodeoxyglucose | 557458816 | 6588 | 0.97 | CYLINDRICAL RING | 700\153 | RING | 700 | 1.3.6.1.4.1.14519.5.2.1.1706.8040.247862635002747020976491299367 | 1.3.6.1.4.1.14519.5.2.1.1706.8040.339030786444512964017763253169 | TCIA | 10.7937/K9/TCIA.2017.umz8dv6s
HNSCC-01-0066 | ORIGINAL | PT | 223 | 1999-08-23 | PET/CT HEAD & NECK CA | PET_NAC | 5 | GE MEDICAL SYSTEMS | Discovery STE | 41.04 | Positron Emission Tomography Image Storage | [9 empty] | FDG -- fluorodeoxyglucose | 557458816 | 6588 | 0.97 | CYLINDRICAL RING | 700\153 | RING | 700 | 1.3.6.1.4.1.14519.5.2.1.1706.8040.247862635002747020976491299367 | 1.3.6.1.4.1.14519.5.2.1.1706.8040.692300610783738697503130489945 | TCIA | 10.7937/K9/TCIA.2017.umz8dv6s
HNSCC-01-0067 | DERIVED | PT | 150 | 1999-04-07 | PET/CT HEAD&NECK CA IN | PETCoronal | 601 | GE MEDICAL SYSTEMS | Discovery STE | 41.04 | Positron Emission Tomography Image Storage | [9 empty] | FDG -- fluorodeoxyglucose | 504585344 | 6588 | 0.97 | CYLINDRICAL RING | 700\153 | RING | 700 | 1.3.6.1.4.1.14519.5.2.1.1706.8040.800591663336439233882765149291 | 1.3.6.1.4.1.14519.5.2.1.1706.8040.249082096520023765200707856391 | TCIA | 10.7937/K9/TCIA.2017.umz8dv6s
HNSCC-01-0067 | DERIVED | PT | 150 | 1999-04-07 | PET/CT HEAD&NECK CA IN | PETCoronal | 601 | GE MEDICAL SYSTEMS | Discovery STE | 41.04 | Positron Emission Tomography Image Storage | [9 empty] | FDG -- fluorodeoxyglucose | 504585344 | 6588 | 0.97 | CYLINDRICAL RING | 700\153 | RING | 725.9 | 1.3.6.1.4.1.14519.5.2.1.1706.8040.334499985771704375401711919895 | 1.3.6.1.4.1.14519.5.2.1.1706.8040.309230955084954012661946243312 | TCIA | 10.7937/K9/TCIA.2017.umz8dv6s
HNSCC-01-0067 | ORIGINAL | PT | 223 | 1999-04-07 | PET/CT HEAD&NECK CA IN | PET_AC | 4 | GE MEDICAL SYSTEMS | Discovery STE | 41.04 | Positron Emission Tomography Image Storage | [9 empty] | FDG -- fluorodeoxyglucose | 504585344 | 6588 | 0.97 | CYLINDRICAL RING | 700\153 | RING | 700 | 1.3.6.1.4.1.14519.5.2.1.1706.8040.334499985771704375401711919895 | 1.3.6.1.4.1.14519.5.2.1.1706.8040.127510881825872601844527841847 | TCIA | 10.7937/K9/TCIA.2017.umz8dv6s
HNSCC-01-0067 | ORIGINAL | PT | 91 | 1999-04-07 | PET/CT HEAD&NECK CA IN | PET_NAC | 6 | GE MEDICAL SYSTEMS | Discovery STE | 41.04 | Positron Emission Tomography Image Storage | [9 empty] | FDG -- fluorodeoxyglucose | 504585344 | 6588 | 0.97 | CYLINDRICAL RING | 700\153 | RING | 700 | 1.3.6.1.4.1.14519.5.2.1.1706.8040.800591663336439233882765149291 | 1.3.6.1.4.1.14519.5.2.1.1706.8040.154686966725341769768858527246 | TCIA | 10.7937/K9/TCIA.2017.umz8dv6s
HNSCC-01-0067 | ORIGINAL | PT | 91 | 1999-04-07 | PET/CT HEAD&NECK CA IN | PET_AC | 5 | GE MEDICAL SYSTEMS | Discovery STE | 41.04 | Positron Emission Tomography Image Storage | [9 empty] | FDG -- fluorodeoxyglucose | 504585344 | 6588 | 0.97 | CYLINDRICAL RING | 700\153 | RING | 700 | 1.3.6.1.4.1.14519.5.2.1.1706.8040.800591663336439233882765149291 | 1.3.6.1.4.1.14519.5.2.1.1706.8040.193200518790560902489074137042 | TCIA | 10.7937/K9/TCIA.2017.umz8dv6s
HNSCC-01-0067 | ORIGINAL | PT | 223 | 1999-04-07 | PET/CT HEAD&NECK CA IN | PET_NAC | 5 | GE MEDICAL SYSTEMS | Discovery STE | 41.04 | Positron Emission Tomography Image Storage | [9 empty] | FDG -- fluorodeoxyglucose | 504585344 | 6588 | 0.97 | CYLINDRICAL RING | 700\153 | RING | 700 | 1.3.6.1.4.1.14519.5.2.1.1706.8040.334499985771704375401711919895 | 1.3.6.1.4.1.14519.5.2.1.1706.8040.276201332549309636023324160793 | TCIA | 10.7937/K9/TCIA.2017.umz8dv6s
HNSCC-01-0067 | ORIGINAL | CT | 223 | 1999-04-07 | PET/CT HEAD&NECK CA IN | CT Atten Cor Head IN | 2 | GE MEDICAL SYSTEMS | Discovery STE | pet_vct_hp.80 | CT Image Storage | 120 | HELICAL MODE | 500 | 500 | 949.075 | 0 | CW | 566 | 27.5 | [8 empty] | 1.3.6.1.4.1.14519.5.2.1.1706.8040.334499985771704375401711919895 | 1.3.6.1.4.1.14519.5.2.1.1706.8040.324821244505285226420220669043 | TCIA | 10.7937/K9/TCIA.2017.umz8dv6s
HNSCC-01-0067 | NULL | RTPLAN | 1 | 1999-04-20 | RT SIMULATION | NULL | 1 | ADAC | Pinnacle3 | 9.8 | RT Plan Storage | [17 empty] | 1.3.6.1.4.1.14519.5.2.1.1706.8040.179652579034723237654255376179 | 1.3.6.1.4.1.14519.5.2.1.1706.8040.169304430591090835709407631659 | TCIA | 10.7937/K9/TCIA.2017.umz8dv6s
HNSCC-01-0067 | NULL | RTSTRUCT | 1 | 1999-04-20 | RT SIMULATION | NULL | 1 | ADAC | Pinnacle3 | 9.8 | RT Structure Set Storage | [17 empty] | 1.3.6.1.4.1.14519.5.2.1.1706.8040.179652579034723237654255376179 | 1.3.6.1.4.1.14519.5.2.1.1706.8040.226641019675529784044171564967 | TCIA | 10.7937/K9/TCIA.2017.umz8dv6s
HNSCC-01-0067 | NULL | RTDOSE | 1 | 1999-04-20 | RT SIMULATION | NULL | 1 | ADAC | Pinnacle3 | 9.8 | RT Dose Storage | [17 empty] | 1.3.6.1.4.1.14519.5.2.1.1706.8040.179652579034723237654255376179 | 1.3.6.1.4.1.14519.5.2.1.1706.8040.256837206500763661579365056046 | TCIA | 10.7937/K9/TCIA.2017.umz8dv6s
HNSCC-01-0067 | ORIGINAL | CT | 157 | 1999-04-20 | RT SIMULATION | NULL | 7 | Philips | Mx8000 IDT | 1.1.0 | CT Image Storage | 120 | HELIX | 500 | 500 |  | 0 | CW | [10 empty] | 1.3.6.1.4.1.14519.5.2.1.1706.8040.179652579034723237654255376179 | 1.3.6.1.4.1.14519.5.2.1.1706.8040.311140984358411527470097564405 | TCIA | 10.7937/K9/TCIA.2017.umz8dv6s
HNSCC-01-0067 | ORIGINAL | PT | 91 | 1999-08-21 | PET/CT HEAD & NECK CA | PET_AC_HEAD | 10 | GE MEDICAL SYSTEMS | Discovery STE | 41.04 | Positron Emission Tomography Image Storage | [9 empty] | FDG -- fluorodeoxyglucose | 634581568 | 6588 | 0.97 | CYLINDRICAL RING | 700\153 | RING | 700 | 1.3.6.1.4.1.14519.5.2.1.1706.8040.271483275568188719934594989318 | 1.3.6.1.4.1.14519.5.2.1.1706.8040.129336800976107084064867579357 | TCIA | 10.7937/K9/TCIA.2017.umz8dv6s
HNSCC-01-0067 | ORIGINAL | CT | 223 | 1999-08-21 | PET/CT HEAD & NECK CA | CT Atten Cor Head IN | 2 | GE MEDICAL SYSTEMS | Discovery STE | pet_vct_hp.80 | CT Image Storage | 120 | HELICAL MODE | 500 | 500 | 949.075 | 0 | CW | 566 | 27.5 | [8 empty] | 1.3.6.1.4.1.14519.5.2.1.1706.8040.271483275568188719934594989318 | 1.3.6.1.4.1.14519.5.2.1.1706.8040.218920832173544414419604897984 | TCIA | 10.7937/K9/TCIA.2017.umz8dv6s
HNSCC-01-0067 | ORIGINAL | PT | 223 | 1999-08-21 | PET/CT HEAD & NECK CA | PET_AC | 4 | GE MEDICAL SYSTEMS | Discovery STE | 41.04 | Positron Emission Tomography Image Storage | [9 empty] | FDG -- fluorodeoxyglucose | 634581568 | 6588 | 0.97 | CYLINDRICAL RING | 700\153 | RING | 700 | 1.3.6.1.4.1.14519.5.2.1.1706.8040.271483275568188719934594989318 | 1.3.6.1.4.1.14519.5.2.1.1706.8040.264303634654536498776868940409 | TCIA | 10.7937/K9/TCIA.2017.umz8dv6s
HNSCC-01-0067 | ORIGINAL | PT | 91 | 1999-08-21 | PET/CT HEAD & NECK CA | PET_NAC_HEAD | 11 | GE MEDICAL SYSTEMS | Discovery STE | 41.04 | Positron Emission Tomography Image Storage | [9 empty] | FDG -- fluorodeoxyglucose | 634581568 | 6588 | 0.97 | CYLINDRICAL RING | 700\153 | RING | 700 | 1.3.6.1.4.1.14519.5.2.1.1706.8040.271483275568188719934594989318 | 1.3.6.1.4.1.14519.5.2.1.1706.8040.284104075183128712212335878784 | TCIA | 10.7937/K9/TCIA.2017.umz8dv6s
HNSCC-01-0067 | ORIGINAL | PT | 223 | 1999-08-21 | PET/CT HEAD & NECK CA | PET_NAC | 5 | GE MEDICAL SYSTEMS | Discovery STE | 41.04 | Positron Emission Tomography Image Storage | [9 empty] | FDG -- fluorodeoxyglucose | 634581568 | 6588 | 0.97 | CYLINDRICAL RING | 700\153 | RING | 700 | 1.3.6.1.4.1.14519.5.2.1.1706.8040.271483275568188719934594989318 | 1.3.6.1.4.1.14519.5.2.1.1706.8040.299128214626268800679046817293 | TCIA | 10.7937/K9/TCIA.2017.umz8dv6s
HNSCC-01-0068 | NULL | RTSTRUCT | 1 | 1999-04-17 | RT SIMULATION | NULL | 1 | ADAC | Pinnacle3 | 9.8 | RT Structure Set Storage | [17 empty] | 1.3.6.1.4.1.14519.5.2.1.1706.8040.102139306220853189073624282805 | 1.3.6.1.4.1.14519.5.2.1.1706.8040.107498178295688934814909671931 | TCIA | 10.7937/K9/TCIA.2017.umz8dv6s
HNSCC-01-0068 | NULL | RTPLAN | 1 | 1999-04-17 | RT SIMULATION | NULL | 1 | ADAC | Pinnacle3 | 9.8 | RT Plan Storage | [17 empty] | 1.3.6.1.4.1.14519.5.2.1.1706.8040.102139306220853189073624282805 | 1.3.6.1.4.1.14519.5.2.1.1706.8040.123419428274828908259888517539 | TCIA | 10.7937/K9/TCIA.2017.umz8dv6s
HNSCC-01-0068 | NULL | RTDOSE | 1 | 1999-04-17 | RT SIMULATION | NULL | 1 | ADAC | Pinnacle3 | 9.8 | RT Dose Storage | [17 empty] | 1.3.6.1.4.1.14519.5.2.1.1706.8040.102139306220853189073624282805 | 1.3.6.1.4.1.14519.5.2.1.1706.8040.214754698781617088304752031542 | TCIA | 10.7937/K9/TCIA.2017.umz8dv6s
HNSCC-01-0068 | ORIGINAL | CT | 160 | 1999-04-17 | RT SIMULATION | NULL | NULL | Philips Medical Systems | PQ5000 | 4.9.1/5.0.2 | CT Image Storage | 130 |  | 480 | 480 |  | 0 | CC | [10 empty] | 1.3.6.1.4.1.14519.5.2.1.1706.8040.102139306220853189073624282805 | 1.3.6.1.4.1.14519.5.2.1.1706.8040.196447907572530371096550266378 | TCIA | 10.7937/K9/TCIA.2017.umz8dv6s
HNSCC-01-0068 | DERIVED | PT | 150 | 1999-04-24 | PET/CT HEAD&NECK CA IN | PETCoronal | 601 | GE MEDICAL SYSTEMS | Discovery STE | 41.04 | Positron Emission Tomography Image Storage | [9 empty] | FDG -- fluorodeoxyglucose | 626078400 | 6588 | 0.97 | CYLINDRICAL RING | 700\153 | RING | 869.8 | 1.3.6.1.4.1.14519.5.2.1.1706.8040.878965663872578172073257730019 | 1.3.6.1.4.1.14519.5.2.1.1706.8040.162308331914551013883340932128 | TCIA | 10.7937/K9/TCIA.2017.umz8dv6s
HNSCC-01-0068 | ORIGINAL | CT | 267 | 1999-04-24 | PET/CT HEAD&NECK CA IN | CT Atten Cor Head IN | 2 | GE MEDICAL SYSTEMS | Discovery STE | pet_vct_hp.80 | CT Image Storage | 120 | HELICAL MODE | 500 | 500 | 949.075 | 0 | CW | 566 | 27.5 | [8 empty] | 1.3.6.1.4.1.14519.5.2.1.1706.8040.878965663872578172073257730019 | 1.3.6.1.4.1.14519.5.2.1.1706.8040.105903747077767320528872748821 | TCIA | 10.7937/K9/TCIA.2017.umz8dv6s
HNSCC-01-0068 | ORIGINAL | PT | 267 | 1999-04-24 | PET/CT HEAD&NECK CA IN | PET_NAC | 5 | GE MEDICAL SYSTEMS | Discovery STE | 41.04 | Positron Emission Tomography Image Storage | [9 empty] | FDG -- fluorodeoxyglucose | 626078400 | 6588 | 0.97 | CYLINDRICAL RING | 700\153 | RING | 700 | 1.3.6.1.4.1.14519.5.2.1.1706.8040.878965663872578172073257730019 | 1.3.6.1.4.1.14519.5.2.1.1706.8040.241879505564899922383513730201 | TCIA | 10.7937/K9/TCIA.2017.umz8dv6s
HNSCC-01-0068 | ORIGINAL | PT | 267 | 1999-04-24 | PET/CT HEAD&NECK CA IN | PET_AC | 4 | GE MEDICAL SYSTEMS | Discovery STE | 41.04 | Positron Emission Tomography Image Storage | [9 empty] | FDG -- fluorodeoxyglucose | 626078400 | 6588 | 0.97 | CYLINDRICAL RING | 700\153 | RING | 700 | 1.3.6.1.4.1.14519.5.2.1.1706.8040.878965663872578172073257730019 | 1.3.6.1.4.1.14519.5.2.1.1706.8040.548957627792497102668150986047 | TCIA | 10.7937/K9/TCIA.2017.umz8dv6s
HNSCC-01-0068 | ORIGINAL | PT | 91 | 1999-08-02 | PET/CT HEAD & NECK CA | PET_AC_HEAD | 10 | GE MEDICAL SYSTEMS | Discovery RX | 41.04 | Positron Emission Tomography Image Storage | [9 empty] | FDG -- fluorodeoxyglucose | 644594752 | 6588 | 0.97 | CYLINDRICAL RING | 700\153 | RING | 700 | 1.3.6.1.4.1.14519.5.2.1.1706.8040.270249844188595644661185344635 | 1.3.6.1.4.1.14519.5.2.1.1706.8040.195170905155068940984118845782 | TCIA | 10.7937/K9/TCIA.2017.umz8dv6s
HNSCC-01-0068 | ORIGINAL | PT | 91 | 1999-08-02 | PET/CT HEAD & NECK CA | PET_NAC_HEAD | 11 | GE MEDICAL SYSTEMS | Discovery RX | 41.04 | Positron Emission Tomography Image Storage | [9 empty] | FDG -- fluorodeoxyglucose | 644594752 | 6588 | 0.97 | CYLINDRICAL RING | 700\153 | RING | 700 | 1.3.6.1.4.1.14519.5.2.1.1706.8040.270249844188595644661185344635 | 1.3.6.1.4.1.14519.5.2.1.1706.8040.245299248361809274603073438486 | TCIA | 10.7937/K9/TCIA.2017.umz8dv6s
HNSCC-01-0068 | ORIGINAL | PT | 223 | 1999-08-02 | PET/CT HEAD & NECK CA | PET_NAC | 5 | GE MEDICAL SYSTEMS | Discovery RX | 41.04 | Positron Emission Tomography Image Storage | [9 empty] | FDG -- fluorodeoxyglucose | 644594752 | 6588 | 0.97 | CYLINDRICAL RING | 700\153 | RING | 700 | 1.3.6.1.4.1.14519.5.2.1.1706.8040.270249844188595644661185344635 | 1.3.6.1.4.1.14519.5.2.1.1706.8040.314253027521709359743756258325 | TCIA | 10.7937/K9/TCIA.2017.umz8dv6s
HNSCC-01-0068 | ORIGINAL | PT | 223 | 1999-08-02 | PET/CT HEAD & NECK CA | PET_AC | 4 | GE MEDICAL SYSTEMS | Discovery RX | 41.04 | Positron Emission Tomography Image Storage | [9 empty] | FDG -- fluorodeoxyglucose | 644594752 | 6588 | 0.97 | CYLINDRICAL RING | 700\153 | RING | 700 | 1.3.6.1.4.1.14519.5.2.1.1706.8040.270249844188595644661185344635 | 1.3.6.1.4.1.14519.5.2.1.1706.8040.384466965649698278505440788077 | TCIA | 10.7937/K9/TCIA.2017.umz8dv6s
HNSCC-01-0068 | ORIGINAL | CT | 223 | 1999-08-02 | PET/CT HEAD & NECK CA | CT Atten Cor Head IN | 2 | GE MEDICAL SYSTEMS | Discovery RX | pet_vct_hp.80 | CT Image Storage | 120 | HELICAL MODE | 500 | 500 | 949.075 | 0 | CW | 566 | 27.5 | [8 empty] | 1.3.6.1.4.1.14519.5.2.1.1706.8040.270249844188595644661185344635 | 1.3.6.1.4.1.14519.5.2.1.1706.8040.774693525579139116183417784847 | TCIA | 10.7937/K9/TCIA.2017.umz8dv6s
HNSCC-01-0069 | ORIGINAL | PT | 91 | 1999-04-13 | PET/CT HEAD&NECK CA IN | No AC Recon | 2 | GE MEDICAL SYSTEMS | Discovery ST | 26.14 | Positron Emission Tomography Image Storage | [9 empty] | FDG -- fluorodeoxyglucose | 658141504 | 6588 | 0.97 | CYLINDRICAL RING | 700\157 | RING | 700 | 1.3.6.1.4.1.14519.5.2.1.1706.8040.199335930087731090608263606111 | 1.3.6.1.4.1.14519.5.2.1.1706.8040.188967170590262310875159500077 | TCIA | 10.7937/K9/TCIA.2017.umz8dv6s
HNSCC-01-0069 | ORIGINAL | PT | 223 | 1999-04-13 | PET/CT HEAD&NECK CA IN | PET AC | 1 | GE MEDICAL SYSTEMS | Discovery ST | 26.14 | Positron Emission Tomography Image Storage | [9 empty] | FDG -- fluorodeoxyglucose | 658141504 | 6588 | 0.97 | CYLINDRICAL RING | 700\157 | RING | 700 | 1.3.6.1.4.1.14519.5.2.1.1706.8040.202596017585861134688020607866 | 1.3.6.1.4.1.14519.5.2.1.1706.8040.212772362267387959597973827307 | TCIA | 10.7937/K9/TCIA.2017.umz8dv6s
HNSCC-01-0069 | ORIGINAL | PT | 91 | 1999-04-13 | PET/CT HEAD&NECK CA IN | PET AC | 1 | GE MEDICAL SYSTEMS | Discovery ST | 26.14 | Positron Emission Tomography Image Storage | [9 empty] | FDG -- fluorodeoxyglucose | 658141504 | 6588 | 0.97 | CYLINDRICAL RING | 700\157 | RING | 700 | 1.3.6.1.4.1.14519.5.2.1.1706.8040.199335930087731090608263606111 | 1.3.6.1.4.1.14519.5.2.1.1706.8040.218509410910980786432958354324 | TCIA | 10.7937/K9/TCIA.2017.umz8dv6s
HNSCC-01-0069 | ORIGINAL | PT | 128 | 1999-04-13 | PET/CT HEAD&NECK CA IN | CORONAL TOMO | 911901496 | GE MEDICAL SYSTEMS | NULL | 26.14 | Positron Emission Tomography Image Storage | [9 empty] | FDG -- fluorodeoxyglucose | 669700012.207 | 6588 | 0.97 | CYLINDRICAL RING | 700\157 | RING | 700 | 1.3.6.1.4.1.14519.5.2.1.1706.8040.199335930087731090608263606111 | 1.3.6.1.4.1.14519.5.2.1.1706.8040.237260669033456925139158917856 | TCIA | 10.7937/K9/TCIA.2017.umz8dv6s
HNSCC-01-0069 | ORIGINAL | PT | 60 | 1999-04-13 | PET/CT HEAD&NECK CA IN | MIP | 123 | GE MEDICAL SYSTEMS | NULL | 26.14 | Positron Emission Tomography Image Storage | [9 empty] | FDG -- fluorodeoxyglucose | 669700012.207 | 6588 | 0.97 | CYLINDRICAL RING | 700\157 | RING | 700 | 1.3.6.1.4.1.14519.5.2.1.1706.8040.202596017585861134688020607866 | 1.3.6.1.4.1.14519.5.2.1.1706.8040.337651696984725684592183103341 | TCIA | 10.7937/K9/TCIA.2017.umz8dv6s
HNSCC-01-0069 | ORIGINAL | CT | 223 | 1999-04-13 | PET/CT HEAD&NECK CA IN | CT Atten Cor Head In | 2 | GE MEDICAL SYSTEMS | Discovery ST | LightSpeedAppsdstm5_goc1_11D_R2.9N.IRIX646.5 | CT Image Storage | 120 | HELICAL MODE | 500 | 500 | 949.075 | 0 | CW | 675 | [9 empty] | 1.3.6.1.4.1.14519.5.2.1.1706.8040.202596017585861134688020607866 | 1.3.6.1.4.1.14519.5.2.1.1706.8040.390305335284788891188350633276 | TCIA | 10.7937/K9/TCIA.2017.umz8dv6s
HNSCC-01-0069 | ORIGINAL | PT | 223 | 1999-04-13 | PET/CT HEAD&NECK CA IN | No AC Recon | 2 | GE MEDICAL SYSTEMS | Discovery ST | 26.14 | Positron Emission Tomography Image Storage | [9 empty] | FDG -- fluorodeoxyglucose | 658141504 | 6588 | 0.97 | CYLINDRICAL RING | 700\157 | RING | 700 | 1.3.6.1.4.1.14519.5.2.1.1706.8040.202596017585861134688020607866 | 1.3.6.1.4.1.14519.5.2.1.1706.8040.412668612548355641553193965367 | TCIA | 10.7937/K9/TCIA.2017.umz8dv6s
HNSCC-01-0069 | ORIGINAL | PT | 128 | 1999-04-13 | PET/CT HEAD&NECK CA IN | CORONAL TOMO | 116831446 | GE MEDICAL SYSTEMS | NULL | 26.14 | Positron Emission Tomography Image Storage | [9 empty] | FDG -- fluorodeoxyglucose | 669700012.207 | 6588 | 0.97 | CYLINDRICAL RING | 700\157 | RING | 700 | 1.3.6.1.4.1.14519.5.2.1.1706.8040.202596017585861134688020607866 | 1.3.6.1.4.1.14519.5.2.1.1706.8040.422307930065795619389173323904 | TCIA | 10.7937/K9/TCIA.2017.umz8dv6s
HNSCC-01-0069 | ORIGINAL | PT | 60 | 1999-04-13 | PET/CT HEAD&NECK CA IN | MIP | 123 | GE MEDICAL SYSTEMS | NULL | 26.14 | Positron Emission Tomography Image Storage | [9 empty] | FDG -- fluorodeoxyglucose | 669700012.207 | 6588 | 0.97 | CYLINDRICAL RING | 700\157 | RING | 700 | 1.3.6.1.4.1.14519.5.2.1.1706.8040.199335930087731090608263606111 | 1.3.6.1.4.1.14519.5.2.1.1706.8040.931277459550454595382274520844 | TCIA | 10.7937/K9/TCIA.2017.umz8dv6s
HNSCC-01-0069 | NULL | RTSTRUCT | 1 | 1999-04-13 | RT SIMULATION | NULL | 1 | ADAC | Pinnacle3 | 9.8 | RT Structure Set Storage | [17 empty] | 1.3.6.1.4.1.14519.5.2.1.1706.8040.225765452656818014483651977192 | 1.3.6.1.4.1.14519.5.2.1.1706.8040.139459981945223399689752514718 | TCIA | 10.7937/K9/TCIA.2017.umz8dv6s
HNSCC-01-0069 | NULL | RTPLAN | 1 | 1999-04-13 | RT SIMULATION | NULL | 1 | ADAC | Pinnacle3 | 9.8 | RT Plan Storage | [17 empty] | 1.3.6.1.4.1.14519.5.2.1.1706.8040.225765452656818014483651977192 | 1.3.6.1.4.1.14519.5.2.1.1706.8040.192293615492809979416276976663 | TCIA | 10.7937/K9/TCIA.2017.umz8dv6s
HNSCC-01-0069 | NULL | RTDOSE | 1 | 1999-04-13 | RT SIMULATION | NULL | 1 | ADAC | Pinnacle3 | 9.8 | RT Dose Storage | [17 empty] | 1.3.6.1.4.1.14519.5.2.1.1706.8040.225765452656818014483651977192 | 1.3.6.1.4.1.14519.5.2.1.1706.8040.310020519854170530761801085742 | TCIA | 10.7937/K9/TCIA.2017.umz8dv6s
HNSCC-01-0069 | ORIGINAL | CT | 130 | 1999-04-13 | RT SIMULATION | NULL | NULL | Philips Medical Systems | PQ5000 | 4.9.1/5.0.2 | CT Image Storage | 130 |  | 480 | 480 |  | 0 | CC | [10 empty] | 1.3.6.1.4.1.14519.5.2.1.1706.8040.225765452656818014483651977192 | 1.3.6.1.4.1.14519.5.2.1.1706.8040.472927008390721545167878891659 | TCIA | 10.7937/K9/TCIA.2017.umz8dv6s
HNSCC-01-0069 | ORIGINAL | PT | 223 | 1999-08-07 | PET/CT HEAD & NECK CA | PET_NAC | 11 | GE MEDICAL SYSTEMS | Discovery RX | 41.04 | Positron Emission Tomography Image Storage | [9 empty] | FDG -- fluorodeoxyglucose | 614759168 | 6588 | 0.97 | CYLINDRICAL RING | 700\153 | RING | 700 | 1.3.6.1.4.1.14519.5.2.1.1706.8040.331253856601258850398774689925 | 1.3.6.1.4.1.14519.5.2.1.1706.8040.143498938141991271913503751043 | TCIA | 10.7937/K9/TCIA.2017.umz8dv6s
HNSCC-01-0069 | ORIGINAL | PT | 91 | 1999-08-07 | PET/CT HEAD & NECK CA | PET_AC_HEAD | 5 | GE MEDICAL SYSTEMS | Discovery RX | 41.04 | Positron Emission Tomography Image Storage | [9 empty] | FDG -- fluorodeoxyglucose | 614759168 | 6588 | 0.97 | CYLINDRICAL RING | 700\153 | RING | 700 | 1.3.6.1.4.1.14519.5.2.1.1706.8040.331253856601258850398774689925 | 1.3.6.1.4.1.14519.5.2.1.1706.8040.161152194289025000284941039149 | TCIA | 10.7937/K9/TCIA.2017.umz8dv6s
HNSCC-01-0069 | ORIGINAL | PT | 91 | 1999-08-07 | PET/CT HEAD & NECK CA | PET_NAC_HEAD | 6 | GE MEDICAL SYSTEMS | Discovery RX | 41.04 | Positron Emission Tomography Image Storage | [9 empty] | FDG -- fluorodeoxyglucose | 614759168 | 6588 | 0.97 | CYLINDRICAL RING | 700\153 | RING | 700 | 1.3.6.1.4.1.14519.5.2.1.1706.8040.331253856601258850398774689925 | 1.3.6.1.4.1.14519.5.2.1.1706.8040.252155198846233949994824297804 | TCIA | 10.7937/K9/TCIA.2017.umz8dv6s
HNSCC-01-0069 | ORIGINAL | PT | 223 | 1999-08-07 | PET/CT HEAD & NECK CA | PET_AC | 10 | GE MEDICAL SYSTEMS | Discovery RX | 41.04 | Positron Emission Tomography Image Storage | [9 empty] | FDG -- fluorodeoxyglucose | 614759168 | 6588 | 0.97 | CYLINDRICAL RING | 700\153 | RING | 700 | 1.3.6.1.4.1.14519.5.2.1.1706.8040.331253856601258850398774689925 | 1.3.6.1.4.1.14519.5.2.1.1706.8040.278604043866173620972088357938 | TCIA | 10.7937/K9/TCIA.2017.umz8dv6s
HNSCC-01-0069 | ORIGINAL | CT | 223 | 1999-08-07 | PET/CT HEAD & NECK CA | CT Atten Cor Head IN | 8 | GE MEDICAL SYSTEMS | Discovery RX | pet_vct_hp.80 | CT Image Storage | 120 | HELICAL MODE | 500 | 500 | 949.075 | 0 | CW | 566 | 27.5 | [8 empty] | 1.3.6.1.4.1.14519.5.2.1.1706.8040.331253856601258850398774689925 | 1.3.6.1.4.1.14519.5.2.1.1706.8040.634253306413858953186476347903 | TCIA | 10.7937/K9/TCIA.2017.umz8dv6s
HNSCC-01-0070 | DERIVED | PT | 150 | 1999-04-26 | PET/CT HEAD&NECK CA IN | PETCoronal | 601 | GE MEDICAL SYSTEMS | Discovery STE | 41.04 | Positron Emission Tomography Image Storage | [9 empty] | FDG -- fluorodeoxyglucose | 716173696 | 6588 | 0.97 | CYLINDRICAL RING | 700\153 | RING | 869.8 | 1.3.6.1.4.1.14519.5.2.1.1706.8040.101728463341823054895734841309 | 1.3.6.1.4.1.14519.5.2.1.1706.8040.531127904630320530885605124084 | TCIA | 10.7937/K9/TCIA.2017.umz8dv6s
HNSCC-01-0070 | ORIGINAL | PT | 267 | 1999-04-26 | PET/CT HEAD&NECK CA IN | PET_NAC | 5 | GE MEDICAL SYSTEMS | Discovery STE | 41.04 | Positron Emission Tomography Image Storage | [9 empty] | FDG -- fluorodeoxyglucose | 716173696 | 6588 | 0.97 | CYLINDRICAL RING | 700\153 | RING | 700 | 1.3.6.1.4.1.14519.5.2.1.1706.8040.101728463341823054895734841309 | 1.3.6.1.4.1.14519.5.2.1.1706.8040.145894148847862601175593353679 | TCIA | 10.7937/K9/TCIA.2017.umz8dv6s
HNSCC-01-0070 | ORIGINAL | PT | 267 | 1999-04-26 | PET/CT HEAD&NECK CA IN | PET_AC | 4 | GE MEDICAL SYSTEMS | Discovery STE | 41.04 | Positron Emission Tomography Image Storage | [9 empty] | FDG -- fluorodeoxyglucose | 716173696 | 6588 | 0.97 | CYLINDRICAL RING | 700\153 | RING | 700 | 1.3.6.1.4.1.14519.5.2.1.1706.8040.101728463341823054895734841309 | 1.3.6.1.4.1.14519.5.2.1.1706.8040.228439290596421976369567677684 | TCIA | 10.7937/K9/TCIA.2017.umz8dv6s
HNSCC-01-0070 | ORIGINAL | CT | 267 | 1999-04-26 | PET/CT HEAD&NECK CA IN | CT Atten Cor Head IN | 2 | GE MEDICAL SYSTEMS | Discovery STE | pet_vct_hp.80 | CT Image Storage | 120 | HELICAL MODE | 500 | 500 | 949.075 | 0 | CW | 566 | 27.5 | [8 empty] | 1.3.6.1.4.1.14519.5.2.1.1706.8040.101728463341823054895734841309 | 1.3.6.1.4.1.14519.5.2.1.1706.8040.515557794997071938232117763820 | TCIA | 10.7937/K9/TCIA.2017.umz8dv6s
HNSCC-01-0070 | NULL | RTDOSE | 1 | 1999-05-10 | RT SIMULATION | NULL | 1 | ADAC | Pinnacle3 | 9.8 | RT Dose Storage | [17 empty] | 1.3.6.1.4.1.14519.5.2.1.1706.8040.141328073963768591365549421211 | 1.3.6.1.4.1.14519.5.2.1.1706.8040.145666565774749581482427760957 | TCIA | 10.7937/K9/TCIA.2017.umz8dv6s
HNSCC-01-0070 | NULL | RTPLAN | 1 | 1999-05-10 | RT SIMULATION | NULL | 1 | ADAC | Pinnacle3 | 9.8 | RT Plan Storage | [17 empty] | 1.3.6.1.4.1.14519.5.2.1.1706.8040.141328073963768591365549421211 | 1.3.6.1.4.1.14519.5.2.1.1706.8040.192425461497961331159360401502 | TCIA | 10.7937/K9/TCIA.2017.umz8dv6s
HNSCC-01-0070 | NULL | RTSTRUCT | 1 | 1999-05-10 | RT SIMULATION | NULL | 1 | ADAC | Pinnacle3 | 9.8 | RT Structure Set Storage | [17 empty] | 1.3.6.1.4.1.14519.5.2.1.1706.8040.141328073963768591365549421211 | 1.3.6.1.4.1.14519.5.2.1.1706.8040.265777206654661301564544398433 | TCIA | 10.7937/K9/TCIA.2017.umz8dv6s
HNSCC-01-0070 | ORIGINAL | CT | 170 | 1999-05-10 | RT SIMULATION | NULL | NULL | Philips Medical Systems | PQ5000 | 4.9.1/5.0.2 | CT Image Storage | 130 |  | 480 | 480 |  | 0 | CC | [10 empty] | 1.3.6.1.4.1.14519.5.2.1.1706.8040.141328073963768591365549421211 | 1.3.6.1.4.1.14519.5.2.1.1706.8040.298077644854627862541213441702 | TCIA | 10.7937/K9/TCIA.2017.umz8dv6s
HNSCC-01-0070 | ORIGINAL | PT | 91 | 1999-09-06 | PET/CT HEAD & NECK CA | PET_NAC_HEAD | 11 | GE MEDICAL SYSTEMS | Discovery RX | 41.04 | Positron Emission Tomography Image Storage | [9 empty] | FDG -- fluorodeoxyglucose | 573344320 | 6588 | 0.97 | CYLINDRICAL RING | 700\153 | RING | 700 | 1.3.6.1.4.1.14519.5.2.1.1706.8040.122067846519404344940132033919 | 1.3.6.1.4.1.14519.5.2.1.1706.8040.169804136308906896083225608368 | TCIA | 10.7937/K9/TCIA.2017.umz8dv6s
HNSCC-01-0070 | ORIGINAL | PT | 91 | 1999-09-06 | PET/CT HEAD & NECK CA | PET_AC_HEAD | 10 | GE MEDICAL SYSTEMS | Discovery RX | 41.04 | Positron Emission Tomography Image Storage | [9 empty] | FDG -- fluorodeoxyglucose | 573344320 | 6588 | 0.97 | CYLINDRICAL RING | 700\153 | RING | 700 | 1.3.6.1.4.1.14519.5.2.1.1706.8040.122067846519404344940132033919 | 1.3.6.1.4.1.14519.5.2.1.1706.8040.174770347887459891998795397819 | TCIA | 10.7937/K9/TCIA.2017.umz8dv6s
HNSCC-01-0070 | ORIGINAL | CT | 223 | 1999-09-06 | PET/CT HEAD & NECK CA | CT Atten Cor Head IN | 2 | GE MEDICAL SYSTEMS | Discovery RX | pet_vct_hp.80 | CT Image Storage | 120 | HELICAL MODE | 500 | 500 | 949.075 | 0 | CW | 566 | 27.5 | [8 empty] | 1.3.6.1.4.1.14519.5.2.1.1706.8040.122067846519404344940132033919 | 1.3.6.1.4.1.14519.5.2.1.1706.8040.189808872170378925874922532662 | TCIA | 10.7937/K9/TCIA.2017.umz8dv6s
HNSCC-01-0070 | ORIGINAL | PT | 223 | 1999-09-06 | PET/CT HEAD & NECK CA | PET_NAC | 5 | GE MEDICAL SYSTEMS | Discovery RX | 41.04 | Positron Emission Tomography Image Storage | [9 empty] | FDG -- fluorodeoxyglucose | 573344320 | 6588 | 0.97 | CYLINDRICAL RING | 700\153 | RING | 700 | 1.3.6.1.4.1.14519.5.2.1.1706.8040.122067846519404344940132033919 | 1.3.6.1.4.1.14519.5.2.1.1706.8040.314316405823625784591389968338 | TCIA | 10.7937/K9/TCIA.2017.umz8dv6s
HNSCC-01-0070 | ORIGINAL | PT | 223 | 1999-09-06 | PET/CT HEAD & NECK CA | PET_AC | 4 | GE MEDICAL SYSTEMS | Discovery RX | 41.04 | Positron Emission Tomography Image Storage | [9 empty] | FDG -- fluorodeoxyglucose | 573344320 | 6588 | 0.97 | CYLINDRICAL RING | 700\153 | RING | 700 | 1.3.6.1.4.1.14519.5.2.1.1706.8040.122067846519404344940132033919 | 1.3.6.1.4.1.14519.5.2.1.1706.8040.320625856566467870967638828320 | TCIA | 10.7937/K9/TCIA.2017.umz8dv6s
HNSCC-01-0071 | DERIVED | PT | 150 | 1999-04-12 | PET/CT HEAD&NECK CA IN | PETCoronal | 601 | GE MEDICAL SYSTEMS | Discovery STE | 41.04 | Positron Emission Tomography Image Storage | [9 empty] | FDG -- fluorodeoxyglucose | 628463936 | 6588 | 0.97 | CYLINDRICAL RING | 700\153 | RING | 700 | 1.3.6.1.4.1.14519.5.2.1.1706.8040.178572285793806571338552575276 | 1.3.6.1.4.1.14519.5.2.1.1706.8040.129801250058959972365875009287 | TCIA | 10.7937/K9/TCIA.2017.umz8dv6s
HNSCC-01-0071 | DERIVED | PT | 150 | 1999-04-12 | PET/CT HEAD&NECK CA IN | PETCoronal | 601 | GE MEDICAL SYSTEMS | Discovery STE | 41.04 | Positron Emission Tomography Image Storage | [9 empty] | FDG -- fluorodeoxyglucose | 628463936 | 6588 | 0.97 | CYLINDRICAL RING | 700\153 | RING | 725.9 | 1.3.6.1.4.1.14519.5.2.1.1706.8040.176647088654726578099522398381 | 1.3.6.1.4.1.14519.5.2.1.1706.8040.303246896418617757358595946774 | TCIA | 10.7937/K9/TCIA.2017.umz8dv6s
HNSCC-01-0071 | ORIGINAL | PT | 91 | 1999-04-12 | PET/CT HEAD&NECK CA IN | PET_NAC | 6 | GE MEDICAL SYSTEMS | Discovery STE | 41.04 | Positron Emission Tomography Image Storage | [9 empty] | FDG -- fluorodeoxyglucose | 628463936 | 6588 | 0.97 | CYLINDRICAL RING | 700\153 | RING | 700 | 1.3.6.1.4.1.14519.5.2.1.1706.8040.178572285793806571338552575276 | 1.3.6.1.4.1.14519.5.2.1.1706.8040.102647785127485088714379587778 | TCIA | 10.7937/K9/TCIA.2017.umz8dv6s
HNSCC-01-0071 | ORIGINAL | PT | 223 | 1999-04-12 | PET/CT HEAD&NECK CA IN | PET_AC | 4 | GE MEDICAL SYSTEMS | Discovery STE | 41.04 | Positron Emission Tomography Image Storage | [9 empty] | FDG -- fluorodeoxyglucose | 628463936 | 6588 | 0.97 | CYLINDRICAL RING | 700\153 | RING | 700 | 1.3.6.1.4.1.14519.5.2.1.1706.8040.176647088654726578099522398381 | 1.3.6.1.4.1.14519.5.2.1.1706.8040.131486266148581712559379898540 | TCIA | 10.7937/K9/TCIA.2017.umz8dv6s
HNSCC-01-0071 | ORIGINAL | PT | 91 | 1999-04-12 | PET/CT HEAD&NECK CA IN | PET_AC | 5 | GE MEDICAL SYSTEMS | Discovery STE | 41.04 | Positron Emission Tomography Image Storage | [9 empty] | FDG -- fluorodeoxyglucose | 628463936 | 6588 | 0.97 | CYLINDRICAL RING | 700\153 | RING | 700 | 1.3.6.1.4.1.14519.5.2.1.1706.8040.178572285793806571338552575276 | 1.3.6.1.4.1.14519.5.2.1.1706.8040.152740598284694812483671869954 | TCIA | 10.7937/K9/TCIA.2017.umz8dv6s
HNSCC-01-0071 | ORIGINAL | PT | 223 | 1999-04-12 | PET/CT HEAD&NECK CA IN | PET_NAC | 5 | GE MEDICAL SYSTEMS | Discovery STE | 41.04 | Positron Emission Tomography Image Storage | [9 empty] | FDG -- fluorodeoxyglucose | 628463936 | 6588 | 0.97 | CYLINDRICAL RING | 700\153 | RING | 700 | 1.3.6.1.4.1.14519.5.2.1.1706.8040.176647088654726578099522398381 | 1.3.6.1.4.1.14519.5.2.1.1706.8040.257551727058004872800098711987 | TCIA | 10.7937/K9/TCIA.2017.umz8dv6s
HNSCC-01-0071 | ORIGINAL | CT | 223 | 1999-04-12 | PET/CT HEAD&NECK CA IN | CT Atten Cor Head IN | 2 | GE MEDICAL SYSTEMS | Discovery STE | pet_vct_hp.80 | CT Image Storage | 120 | HELICAL MODE | 500 | 500 | 949.075 | 0 | CW | 566 | 27.5 | [8 empty] | 1.3.6.1.4.1.14519.5.2.1.1706.8040.176647088654726578099522398381 | 1.3.6.1.4.1.14519.5.2.1.1706.8040.307270852327270536880748591303 | TCIA | 10.7937/K9/TCIA.2017.umz8dv6s
HNSCC-01-0071 | NULL | RTDOSE | 1 | 1999-04-27 | RT SIMULATION | NULL | 1 | ADAC | Pinnacle3 | 9.8 | RT Dose Storage | [17 empty] | 1.3.6.1.4.1.14519.5.2.1.1706.8040.223362537576554087291379686400 | 1.3.6.1.4.1.14519.5.2.1.1706.8040.108754825758694246841346256959 | TCIA | 10.7937/K9/TCIA.2017.umz8dv6s
HNSCC-01-0071 | NULL | RTSTRUCT | 1 | 1999-04-27 | RT SIMULATION | NULL | 1 | ADAC | Pinnacle3 | 9.8 | RT Structure Set Storage | [17 empty] | 1.3.6.1.4.1.14519.5.2.1.1706.8040.223362537576554087291379686400 | 1.3.6.1.4.1.14519.5.2.1.1706.8040.159903599152879317740042734193 | TCIA | 10.7937/K9/TCIA.2017.umz8dv6s
HNSCC-01-0071 | NULL | RTPLAN | 1 | 1999-04-27 | RT SIMULATION | NULL | 1 | ADAC | Pinnacle3 | 9.8 | RT Plan Storage | [17 empty] | 1.3.6.1.4.1.14519.5.2.1.1706.8040.223362537576554087291379686400 | 1.3.6.1.4.1.14519.5.2.1.1706.8040.192792643183765421675511777859 | TCIA | 10.7937/K9/TCIA.2017.umz8dv6s
HNSCC-01-0071 | ORIGINAL | CT | 150 | 1999-04-27 | RT SIMULATION | NULL | NULL | Philips Medical Systems | PQ5000 | 4.9.1/5.0.2 | CT Image Storage | 130 |  | 480 | 480 |  | 0 | CC | [10 empty] | 1.3.6.1.4.1.14519.5.2.1.1706.8040.223362537576554087291379686400 | 1.3.6.1.4.1.14519.5.2.1.1706.8040.163333650810212494785602789119 | TCIA | 10.7937/K9/TCIA.2017.umz8dv6s
HNSCC-01-0071 | ORIGINAL | PT | 223 | 1999-08-10 | PET/CT HEAD & NECK CA | PET_AC | 4 | GE MEDICAL SYSTEMS | Discovery STE | 41.04 | Positron Emission Tomography Image Storage | [9 empty] | FDG -- fluorodeoxyglucose | 690466304 | 6588 | 0.97 | CYLINDRICAL RING | 700\153 | RING | 700 | 1.3.6.1.4.1.14519.5.2.1.1706.8040.255981720789586876102860670382 | 1.3.6.1.4.1.14519.5.2.1.1706.8040.151972827286882467801883190920 | TCIA | 10.7937/K9/TCIA.2017.umz8dv6s
HNSCC-01-0071 | ORIGINAL | CT | 223 | 1999-08-10 | PET/CT HEAD & NECK CA | CT Atten Cor Head IN | 2 | GE MEDICAL SYSTEMS | Discovery STE | pet_vct_hp.80 | CT Image Storage | 120 | HELICAL MODE | 500 | 500 | 949.075 | 0 | CW | 566 | 27.5 | [8 empty] | 1.3.6.1.4.1.14519.5.2.1.1706.8040.255981720789586876102860670382 | 1.3.6.1.4.1.14519.5.2.1.1706.8040.242345377249418518865446064138 | TCIA | 10.7937/K9/TCIA.2017.umz8dv6s
HNSCC-01-0071 | ORIGINAL | PT | 91 | 1999-08-10 | PET/CT HEAD & NECK CA | PET_AC_HEAD | 10 | GE MEDICAL SYSTEMS | Discovery STE | 41.04 | Positron Emission Tomography Image Storage | [9 empty] | FDG -- fluorodeoxyglucose | 690466304 | 6588 | 0.97 | CYLINDRICAL RING | 700\153 | RING | 700 | 1.3.6.1.4.1.14519.5.2.1.1706.8040.255981720789586876102860670382 | 1.3.6.1.4.1.14519.5.2.1.1706.8040.439566982522176630488583868428 | TCIA | 10.7937/K9/TCIA.2017.umz8dv6s
HNSCC-01-0071 | ORIGINAL | PT | 223 | 1999-08-10 | PET/CT HEAD & NECK CA | PET_NAC | 5 | GE MEDICAL SYSTEMS | Discovery STE | 41.04 | Positron Emission Tomography Image Storage | [9 empty] | FDG -- fluorodeoxyglucose | 690466304 | 6588 | 0.97 | CYLINDRICAL RING | 700\153 | RING | 700 | 1.3.6.1.4.1.14519.5.2.1.1706.8040.255981720789586876102860670382 | 1.3.6.1.4.1.14519.5.2.1.1706.8040.754770517178227141540791990687 | TCIA | 10.7937/K9/TCIA.2017.umz8dv6s
HNSCC-01-0071 | ORIGINAL | PT | 91 | 1999-08-10 | PET/CT HEAD & NECK CA | PET_NAC_HEAD | 11 | GE MEDICAL SYSTEMS | Discovery STE | 41.04 | Positron Emission Tomography Image Storage | [9 empty] | FDG -- fluorodeoxyglucose | 690466304 | 6588 | 0.97 | CYLINDRICAL RING | 700\153 | RING | 700 | 1.3.6.1.4.1.14519.5.2.1.1706.8040.255981720789586876102860670382 | 1.3.6.1.4.1.14519.5.2.1.1706.8040.821106637416221867896129908581 | TCIA | 10.7937/K9/TCIA.2017.umz8dv6s
HNSCC-01-0072 | NULL | RTSTRUCT | 1 | 1999-04-27 | RT SIMULATION | NULL | 1 | ADAC | Pinnacle3 | 9.8 | RT Structure Set Storage | [17 empty] | 1.3.6.1.4.1.14519.5.2.1.1706.8040.182481273672036846037635644011 | 1.3.6.1.4.1.14519.5.2.1.1706.8040.179333008007224308605949693598 | TCIA | 10.7937/K9/TCIA.2017.umz8dv6s
HNSCC-01-0072 | NULL | RTDOSE | 1 | 1999-04-27 | RT SIMULATION | NULL | 1 | ADAC | Pinnacle3 | 9.8 | RT Dose Storage | [17 empty] | 1.3.6.1.4.1.14519.5.2.1.1706.8040.182481273672036846037635644011 | 1.3.6.1.4.1.14519.5.2.1.1706.8040.225872876901130610008726842674 | TCIA | 10.7937/K9/TCIA.2017.umz8dv6s
HNSCC-01-0072 | NULL | RTPLAN | 1 | 1999-04-27 | RT SIMULATION | NULL | 1 | ADAC | Pinnacle3 | 9.8 | RT Plan Storage | [17 empty] | 1.3.6.1.4.1.14519.5.2.1.1706.8040.182481273672036846037635644011 | 1.3.6.1.4.1.14519.5.2.1.1706.8040.309522301824304152959045909224 | TCIA | 10.7937/K9/TCIA.2017.umz8dv6s
HNSCC-01-0072 | ORIGINAL | CT | 125 | 1999-04-27 | RT SIMULATION | NULL | 4 | Philips | Mx8000 IDT | 1.1.0 | CT Image Storage | 120 | HELIX | 500 | 500 |  | 0 | CW | [10 empty] | 1.3.6.1.4.1.14519.5.2.1.1706.8040.182481273672036846037635644011 | 1.3.6.1.4.1.14519.5.2.1.1706.8040.304329070517592812742053013981 | TCIA | 10.7937/K9/TCIA.2017.umz8dv6s
HNSCC-01-0072 | ORIGINAL | CT | 223 | 1999-05-09 | PET/CT HEAD&NECK CA IN | CT Atten Cor Head IN | 2 | GE MEDICAL SYSTEMS | Discovery RX | pet_vct_hp.80 | CT Image Storage | 120 | HELICAL MODE | 500 | 500 | 949.075 | 0 | CW | 566 | 27.5 | [8 empty] | 1.3.6.1.4.1.14519.5.2.1.1706.8040.159198643837579221604048860346 | 1.3.6.1.4.1.14519.5.2.1.1706.8040.287094598028562663764142141597 | TCIA | 10.7937/K9/TCIA.2017.umz8dv6s
HNSCC-01-0072 | ORIGINAL | CT | 223 | 1999-09-12 | PET/CT HEAD & NECK CA | CT Atten Cor Head In | 2 | GE MEDICAL SYSTEMS | Discovery ST | LightSpeedAppsdstm5_goc1_11D_R2.9N.IRIX646.5 | CT Image Storage | 120 | HELICAL MODE | 500 | 500 | 949.075 | 0 | CW | 675 | [9 empty] | 1.3.6.1.4.1.14519.5.2.1.1706.8040.325418909378615614274413158644 | 1.3.6.1.4.1.14519.5.2.1.1706.8040.921905208660128777890861441073 | TCIA | 10.7937/K9/TCIA.2017.umz8dv6s
HNSCC-01-0072 | ORIGINAL | CT | 118 | 2000-06-17 | PET/CT HEAD & NECK CA | Recon 3: CT Atten Cor H&N | 9 | GE MEDICAL SYSTEMS | Discovery STE | pet_vct_hp.80 | CT Image Storage | 100 | HELICAL MODE | 500 | 250 | 949.075 | 0 | CW | 530 | 27.5 | [8 empty] | 1.3.6.1.4.1.14519.5.2.1.1706.8040.196906375261327569155170802503 | 1.3.6.1.4.1.14519.5.2.1.1706.8040.100162204511692810794381799157 | TCIA | 10.7937/K9/TCIA.2017.umz8dv6s
HNSCC-01-0072 | ORIGINAL | PT | 223 | 2000-06-17 | PET/CT HEAD & NECK CA | PET_AC | 4 | GE MEDICAL SYSTEMS | Discovery STE | 41.04 | Positron Emission Tomography Image Storage | [9 empty] | FDG -- fluorodeoxyglucose | 563480064 | 6588 | 0.97 | CYLINDRICAL RING | 700\153 | RING | 700 | 1.3.6.1.4.1.14519.5.2.1.1706.8040.196906375261327569155170802503 | 1.3.6.1.4.1.14519.5.2.1.1706.8040.105391986519587044461066311555 | TCIA | 10.7937/K9/TCIA.2017.umz8dv6s
HNSCC-01-0072 | ORIGINAL | PT | 91 | 2000-06-17 | PET/CT HEAD & NECK CA | PET_NAC_HEAD | 11 | GE MEDICAL SYSTEMS | Discovery STE | 41.04 | Positron Emission Tomography Image Storage | [9 empty] | FDG -- fluorodeoxyglucose | 563480064 | 6588 | 0.97 | CYLINDRICAL RING | 700\153 | RING | 700 | 1.3.6.1.4.1.14519.5.2.1.1706.8040.196906375261327569155170802503 | 1.3.6.1.4.1.14519.5.2.1.1706.8040.155023449041890487537064346781 | TCIA | 10.7937/K9/TCIA.2017.umz8dv6s
HNSCC-01-0072 | ORIGINAL | PT | 91 | 2000-06-17 | PET/CT HEAD & NECK CA | PET_AC_HEAD | 10 | GE MEDICAL SYSTEMS | Discovery STE | 41.04 | Positron Emission Tomography Image Storage | [9 empty] | FDG -- fluorodeoxyglucose | 563480064 | 6588 | 0.97 | CYLINDRICAL RING | 700\153 | RING | 700 | 1.3.6.1.4.1.14519.5.2.1.1706.8040.196906375261327569155170802503 | 1.3.6.1.4.1.14519.5.2.1.1706.8040.218965379279222239662097704684 | TCIA | 10.7937/K9/TCIA.2017.umz8dv6s
HNSCC-01-0072 | ORIGINAL | PT | 223 | 2000-06-17 | PET/CT HEAD & NECK CA | PET_NAC | 5 | GE MEDICAL SYSTEMS | Discovery STE | 41.04 | Positron Emission Tomography Image Storage | [9 empty] | FDG -- fluorodeoxyglucose | 563480064 | 6588 | 0.97 | CYLINDRICAL RING | 700\153 | RING | 700 | 1.3.6.1.4.1.14519.5.2.1.1706.8040.196906375261327569155170802503 | 1.3.6.1.4.1.14519.5.2.1.1706.8040.241755611788336161149431597591 | TCIA | 10.7937/K9/TCIA.2017.umz8dv6s
HNSCC-01-0072 | ORIGINAL | CT | 91 | 2000-06-17 | PET/CT HEAD & NECK CA | CT Atten Cor H&N | 7 | GE MEDICAL SYSTEMS | Discovery STE | pet_vct_hp.80 | CT Image Storage | 100 | HELICAL MODE | 500 | 500 | 949.075 | 0 | CW | 566 | 27.5 | [8 empty] | 1.3.6.1.4.1.14519.5.2.1.1706.8040.196906375261327569155170802503 | 1.3.6.1.4.1.14519.5.2.1.1706.8040.256683693210362670231811701411 | TCIA | 10.7937/K9/TCIA.2017.umz8dv6s
HNSCC-01-0072 | ORIGINAL | CT | 118 | 2000-06-17 | PET/CT HEAD & NECK CA | Recon 2: CT Atten Cor H&N | 8 | GE MEDICAL SYSTEMS | Discovery STE | pet_vct_hp.80 | CT Image Storage | 100 | HELICAL MODE | 500 | 250 | 949.075 | 0 | CW | 530 | 27.5 | [8 empty] | 1.3.6.1.4.1.14519.5.2.1.1706.8040.196906375261327569155170802503 | 1.3.6.1.4.1.14519.5.2.1.1706.8040.261719467406285338260949538640 | TCIA | 10.7937/K9/TCIA.2017.umz8dv6s
HNSCC-01-0072 | ORIGINAL | CT | 223 | 2000-06-17 | PET/CT HEAD & NECK CA | Recon 2: CT Atten Cor Head IN | 3 | GE MEDICAL SYSTEMS | Discovery STE | pet_vct_hp.80 | CT Image Storage | 120 | HELICAL MODE | 500 | 500 | 949.075 | 0 | CW | 566 | 27.5 | [8 empty] | 1.3.6.1.4.1.14519.5.2.1.1706.8040.196906375261327569155170802503 | 1.3.6.1.4.1.14519.5.2.1.1706.8040.280059984082964049042473707480 | TCIA | 10.7937/K9/TCIA.2017.umz8dv6s
HNSCC-01-0072 | ORIGINAL | CT | 1 | 2000-06-17 | PET/CT HEAD & NECK CA | CT SCOUT H&N | 6 | GE MEDICAL SYSTEMS | Discovery STE | pet_vct_hp.80 | CT Image Storage | 80 | SCOUT MODE | 500 |  | 949.075 | 0 | CW | 4072 | [9 empty] | 1.3.6.1.4.1.14519.5.2.1.1706.8040.196906375261327569155170802503 | 1.3.6.1.4.1.14519.5.2.1.1706.8040.308964691788483920257178559723 | TCIA | 10.7937/K9/TCIA.2017.umz8dv6s
HNSCC-01-0072 | ORIGINAL | CT | 223 | 2000-06-17 | PET/CT HEAD & NECK CA | CT Atten Cor Head IN | 2 | GE MEDICAL SYSTEMS | Discovery STE | pet_vct_hp.80 | CT Image Storage | 120 | HELICAL MODE | 500 | 500 | 949.075 | 0 | CW | 566 | 27.5 | [8 empty] | 1.3.6.1.4.1.14519.5.2.1.1706.8040.196906375261327569155170802503 | 1.3.6.1.4.1.14519.5.2.1.1706.8040.369085384953836113817877380934 | TCIA | 10.7937/K9/TCIA.2017.umz8dv6s
HNSCC-01-0072 | ORIGINAL | CT | 1 | 2000-06-17 | PET/CT HEAD & NECK CA | CT SCOUT HEAD IN | 1 | GE MEDICAL SYSTEMS | Discovery STE | pet_vct_hp.80 | CT Image Storage | 120 | SCOUT MODE | 500 |  | 949.075 | 0 | CW | 9070 | [9 empty] | 1.3.6.1.4.1.14519.5.2.1.1706.8040.196906375261327569155170802503 | 1.3.6.1.4.1.14519.5.2.1.1706.8040.463361102141697562451710659846 | TCIA | 10.7937/K9/TCIA.2017.umz8dv6s
HNSCC-01-0073 | NULL | RTDOSE | 1 | 1999-05-03 | RT SIMULATION | NULL | 1 | ADAC | Pinnacle3 | 9.8 | RT Dose Storage | [17 empty] | 1.3.6.1.4.1.14519.5.2.1.1706.8040.240093595966641918047187192226 | 1.3.6.1.4.1.14519.5.2.1.1706.8040.155662862592407170608638883941 | TCIA | 10.7937/K9/TCIA.2017.umz8dv6s
HNSCC-01-0073 | NULL | RTPLAN | 1 | 1999-05-03 | RT SIMULATION | NULL | 1 | ADAC | Pinnacle3 | 9.8 | RT Plan Storage | [17 empty] | 1.3.6.1.4.1.14519.5.2.1.1706.8040.240093595966641918047187192226 | 1.3.6.1.4.1.14519.5.2.1.1706.8040.220233115257615036949603615691 | TCIA | 10.7937/K9/TCIA.2017.umz8dv6s
HNSCC-01-0073 | NULL | RTSTRUCT | 1 | 1999-05-03 | RT SIMULATION | NULL | 1 | ADAC | Pinnacle3 | 9.8 | RT Structure Set Storage | [17 empty] | 1.3.6.1.4.1.14519.5.2.1.1706.8040.240093595966641918047187192226 | 1.3.6.1.4.1.14519.5.2.1.1706.8040.267575552279147085741693918672 | TCIA | 10.7937/K9/TCIA.2017.umz8dv6s
HNSCC-01-0073 | ORIGINAL | CT | 142 | 1999-05-03 | RT SIMULATION | NULL | 4 | Philips | Mx8000 IDT | 1.1.0 | CT Image Storage | 120 | HELIX | 500 | 500 |  | 0 | CW | [10 empty] | 1.3.6.1.4.1.14519.5.2.1.1706.8040.240093595966641918047187192226 | 1.3.6.1.4.1.14519.5.2.1.1706.8040.261617681146970524345079461583 | TCIA | 10.7937/K9/TCIA.2017.umz8dv6s
HNSCC-01-0073 | DERIVED | PT | 150 | 1999-05-10 | PET/CT HEAD&NECK CA IN | PETCoronal | 601 | GE MEDICAL SYSTEMS | Discovery RX | 41.04 | Positron Emission Tomography Image Storage | [9 empty] | FDG -- fluorodeoxyglucose | 568083968 | 6588 | 0.97 | CYLINDRICAL RING | 700\153 | RING | 725.9 | 1.3.6.1.4.1.14519.5.2.1.1706.8040.700446064620065584913573506171 | 1.3.6.1.4.1.14519.5.2.1.1706.8040.294370299343953113112541614798 | TCIA | 10.7937/K9/TCIA.2017.umz8dv6s
HNSCC-01-0073 | DERIVED | PT | 150 | 1999-05-10 | PET/CT HEAD&NECK CA IN | PETCoronal | 601 | GE MEDICAL SYSTEMS | Discovery RX | 41.04 | Positron Emission Tomography Image Storage | [9 empty] | FDG -- fluorodeoxyglucose | 568083968 | 6588 | 0.97 | CYLINDRICAL RING | 700\153 | RING | 700 | 1.3.6.1.4.1.14519.5.2.1.1706.8040.152865802563559665701883602697 | 1.3.6.1.4.1.14519.5.2.1.1706.8040.307989572251055294014151600989 | TCIA | 10.7937/K9/TCIA.2017.umz8dv6s
HNSCC-01-0073 | ORIGINAL | PT | 91 | 1999-05-10 | PET/CT HEAD&NECK CA IN | PET_NAC | 6 | GE MEDICAL SYSTEMS | Discovery RX | 41.04 | Positron Emission Tomography Image Storage | [9 empty] | FDG -- fluorodeoxyglucose | 568083968 | 6588 | 0.97 | CYLINDRICAL RING | 700\153 | RING | 700 | 1.3.6.1.4.1.14519.5.2.1.1706.8040.152865802563559665701883602697 | 1.3.6.1.4.1.14519.5.2.1.1706.8040.112352757808414060668585864518 | TCIA | 10.7937/K9/TCIA.2017.umz8dv6s
HNSCC-01-0073 | ORIGINAL | PT | 223 | 1999-05-10 | PET/CT HEAD&NECK CA IN | PET_AC | 4 | GE MEDICAL SYSTEMS | Discovery RX | 41.04 | Positron Emission Tomography Image Storage | [9 empty] | FDG -- fluorodeoxyglucose | 568083968 | 6588 | 0.97 | CYLINDRICAL RING | 700\153 | RING | 700 | 1.3.6.1.4.1.14519.5.2.1.1706.8040.700446064620065584913573506171 | 1.3.6.1.4.1.14519.5.2.1.1706.8040.128070500943360914709119450623 | TCIA | 10.7937/K9/TCIA.2017.umz8dv6s
HNSCC-01-0073 | ORIGINAL | CT | 223 | 1999-05-10 | PET/CT HEAD&NECK CA IN | CT Atten Cor Head IN | 2 | GE MEDICAL SYSTEMS | Discovery RX | pet_vct_hp.80 | CT Image Storage | 120 | HELICAL MODE | 500 | 500 | 949.075 | 0 | CW | 566 | 27.5 | [8 empty] | 1.3.6.1.4.1.14519.5.2.1.1706.8040.700446064620065584913573506171 | 1.3.6.1.4.1.14519.5.2.1.1706.8040.153544393261990898061306012900 | TCIA | 10.7937/K9/TCIA.2017.umz8dv6s
HNSCC-01-0073 | ORIGINAL | PT | 91 | 1999-05-10 | PET/CT HEAD&NECK CA IN | PET_AC | 5 | GE MEDICAL SYSTEMS | Discovery RX | 41.04 | Positron Emission Tomography Image Storage | [9 empty] | FDG -- fluorodeoxyglucose | 568083968 | 6588 | 0.97 | CYLINDRICAL RING | 700\153 | RING | 700 | 1.3.6.1.4.1.14519.5.2.1.1706.8040.152865802563559665701883602697 | 1.3.6.1.4.1.14519.5.2.1.1706.8040.476093459161468119073171686710 | TCIA | 10.7937/K9/TCIA.2017.umz8dv6s
HNSCC-01-0073 | ORIGINAL | PT | 223 | 1999-05-10 | PET/CT HEAD&NECK CA IN | PET_NAC | 5 | GE MEDICAL SYSTEMS | Discovery RX | 41.04 | Positron Emission Tomography Image Storage | [9 empty] | FDG -- fluorodeoxyglucose | 568083968 | 6588 | 0.97 | CYLINDRICAL RING | 700\153 | RING | 700 | 1.3.6.1.4.1.14519.5.2.1.1706.8040.700446064620065584913573506171 | 1.3.6.1.4.1.14519.5.2.1.1706.8040.672748429223370991477516304285 | TCIA | 10.7937/K9/TCIA.2017.umz8dv6s
HNSCC-01-0073 | ORIGINAL | PT | 223 | 1999-09-12 | PET/CT HEAD & NECK CA | PET_AC | 4 | GE MEDICAL SYSTEMS | Discovery STE | 41.04 | Positron Emission Tomography Image Storage | [9 empty] | FDG -- fluorodeoxyglucose | 618986944 | 6588 | 0.97 | CYLINDRICAL RING | 700\153 | RING | 700 | 1.3.6.1.4.1.14519.5.2.1.1706.8040.126798820383907852862918696599 | 1.3.6.1.4.1.14519.5.2.1.1706.8040.181636259653293290231542316416 | TCIA | 10.7937/K9/TCIA.2017.umz8dv6s
HNSCC-01-0073 | ORIGINAL | CT | 223 | 1999-09-12 | PET/CT HEAD & NECK CA | CT Atten Cor Head IN | 2 | GE MEDICAL SYSTEMS | Discovery STE | pet_vct_hp.80 | CT Image Storage | 120 | HELICAL MODE | 500 | 500 | 949.075 | 0 | CW | 566 | 27.5 | [8 empty] | 1.3.6.1.4.1.14519.5.2.1.1706.8040.126798820383907852862918696599 | 1.3.6.1.4.1.14519.5.2.1.1706.8040.209194908737151342323692048311 | TCIA | 10.7937/K9/TCIA.2017.umz8dv6s
HNSCC-01-0073 | ORIGINAL | PT | 91 | 1999-09-12 | PET/CT HEAD & NECK CA | PET_AC_HEAD | 10 | GE MEDICAL SYSTEMS | Discovery STE | 41.04 | Positron Emission Tomography Image Storage | [9 empty] | FDG -- fluorodeoxyglucose | 618986944 | 6588 | 0.97 | CYLINDRICAL RING | 700\153 | RING | 700 | 1.3.6.1.4.1.14519.5.2.1.1706.8040.126798820383907852862918696599 | 1.3.6.1.4.1.14519.5.2.1.1706.8040.273084745360645012272211112106 | TCIA | 10.7937/K9/TCIA.2017.umz8dv6s
HNSCC-01-0073 | ORIGINAL | PT | 91 | 1999-09-12 | PET/CT HEAD & NECK CA | PET_NAC_HEAD | 11 | GE MEDICAL SYSTEMS | Discovery STE | 41.04 | Positron Emission Tomography Image Storage | [9 empty] | FDG -- fluorodeoxyglucose | 618986944 | 6588 | 0.97 | CYLINDRICAL RING | 700\153 | RING | 700 | 1.3.6.1.4.1.14519.5.2.1.1706.8040.126798820383907852862918696599 | 1.3.6.1.4.1.14519.5.2.1.1706.8040.306538005759339590629179507162 | TCIA | 10.7937/K9/TCIA.2017.umz8dv6s
HNSCC-01-0073 | ORIGINAL | PT | 223 | 1999-09-12 | PET/CT HEAD & NECK CA | PET_NAC | 5 | GE MEDICAL SYSTEMS | Discovery STE | 41.04 | Positron Emission Tomography Image Storage | [9 empty] | FDG -- fluorodeoxyglucose | 618986944 | 6588 | 0.97 | CYLINDRICAL RING | 700\153 | RING | 700 | 1.3.6.1.4.1.14519.5.2.1.1706.8040.126798820383907852862918696599 | 1.3.6.1.4.1.14519.5.2.1.1706.8040.775570013946310461560387185687 | TCIA | 10.7937/K9/TCIA.2017.umz8dv6s
HNSCC-01-0074 | NULL | RTSTRUCT | 1 | 1999-04-27 | RT SIMULATION | NULL | 1 | ADAC | Pinnacle3 | 9.8 | RT Structure Set Storage | [17 empty] | 1.3.6.1.4.1.14519.5.2.1.1706.8040.309826250384965539400527370897 | 1.3.6.1.4.1.14519.5.2.1.1706.8040.159585845637570776412652753765 | TCIA | 10.7937/K9/TCIA.2017.umz8dv6s
HNSCC-01-0074 | NULL | RTPLAN | 1 | 1999-04-27 | RT SIMULATION | NULL | 1 | ADAC | Pinnacle3 | 9.8 | RT Plan Storage | [17 empty] | 1.3.6.1.4.1.14519.5.2.1.1706.8040.309826250384965539400527370897 | 1.3.6.1.4.1.14519.5.2.1.1706.8040.212500926208280489946345804576 | TCIA | 10.7937/K9/TCIA.2017.umz8dv6s
HNSCC-01-0074 | NULL | RTDOSE | 1 | 1999-04-27 | RT SIMULATION | NULL | 1 | ADAC | Pinnacle3 | 9.8 | RT Dose Storage | [17 empty] | 1.3.6.1.4.1.14519.5.2.1.1706.8040.309826250384965539400527370897 | 1.3.6.1.4.1.14519.5.2.1.1706.8040.339743253183784113124701505948 | TCIA | 10.7937/K9/TCIA.2017.umz8dv6s
HNSCC-01-0074 | ORIGINAL | CT | 140 | 1999-04-27 | RT SIMULATION | NULL | NULL | Philips Medical Systems | PQ5000 | 4.9.1/5.0.2 | CT Image Storage | 130 |  | 480 | 480 |  | 0 | CC | [10 empty] | 1.3.6.1.4.1.14519.5.2.1.1706.8040.309826250384965539400527370897 | 1.3.6.1.4.1.14519.5.2.1.1706.8040.222261307115123180560912493724 | TCIA | 10.7937/K9/TCIA.2017.umz8dv6s
HNSCC-01-0074 | DERIVED | PT | 150 | 1999-05-08 | PET/CT HEAD&NECK CA IN | PETCoronal | 601 | GE MEDICAL SYSTEMS | Discovery STE | 41.04 | Positron Emission Tomography Image Storage | [9 empty] | FDG -- fluorodeoxyglucose | 708483392 | 6588 | 0.97 | CYLINDRICAL RING | 700\153 | RING | 725.9 | 1.3.6.1.4.1.14519.5.2.1.1706.8040.229687732101968953261468498102 | 1.3.6.1.4.1.14519.5.2.1.1706.8040.197733642691345781473174095998 | TCIA | 10.7937/K9/TCIA.2017.umz8dv6s
HNSCC-01-0074 | DERIVED | PT | 150 | 1999-05-08 | PET/CT HEAD&NECK CA IN | PETCoronal | 601 | GE MEDICAL SYSTEMS | Discovery STE | 41.04 | Positron Emission Tomography Image Storage | [9 empty] | FDG -- fluorodeoxyglucose | 708483392 | 6588 | 0.97 | CYLINDRICAL RING | 700\153 | RING | 700 | 1.3.6.1.4.1.14519.5.2.1.1706.8040.119917323805242385157997825911 | 1.3.6.1.4.1.14519.5.2.1.1706.8040.336191195426050639142965758117 | TCIA | 10.7937/K9/TCIA.2017.umz8dv6s
HNSCC-01-0074 | ORIGINAL | PT | 91 | 1999-05-08 | PET/CT HEAD&NECK CA IN | PET_NAC | 6 | GE MEDICAL SYSTEMS | Discovery STE | 41.04 | Positron Emission Tomography Image Storage | [9 empty] | FDG -- fluorodeoxyglucose | 708483392 | 6588 | 0.97 | CYLINDRICAL RING | 700\153 | RING | 700 | 1.3.6.1.4.1.14519.5.2.1.1706.8040.119917323805242385157997825911 | 1.3.6.1.4.1.14519.5.2.1.1706.8040.173236251848224656849454022323 | TCIA | 10.7937/K9/TCIA.2017.umz8dv6s
HNSCC-01-0074 | ORIGINAL | PT | 223 | 1999-05-08 | PET/CT HEAD&NECK CA IN | PET_AC | 4 | GE MEDICAL SYSTEMS | Discovery STE | 41.04 | Positron Emission Tomography Image Storage | [9 empty] | FDG -- fluorodeoxyglucose | 708483392 | 6588 | 0.97 | CYLINDRICAL RING | 700\153 | RING | 700 | 1.3.6.1.4.1.14519.5.2.1.1706.8040.229687732101968953261468498102 | 1.3.6.1.4.1.14519.5.2.1.1706.8040.186596541620107296704546289035 | TCIA | 10.7937/K9/TCIA.2017.umz8dv6s
HNSCC-01-0074 | ORIGINAL | PT | 91 | 1999-05-08 | PET/CT HEAD&NECK CA IN | PET_AC | 5 | GE MEDICAL SYSTEMS | Discovery STE | 41.04 | Positron Emission Tomography Image Storage | [9 empty] | FDG -- fluorodeoxyglucose | 708483392 | 6588 | 0.97 | CYLINDRICAL RING | 700\153 | RING | 700 | 1.3.6.1.4.1.14519.5.2.1.1706.8040.119917323805242385157997825911 | 1.3.6.1.4.1.14519.5.2.1.1706.8040.220157278378273616585034162646 | TCIA | 10.7937/K9/TCIA.2017.umz8dv6s
HNSCC-01-0074 | ORIGINAL | PT | 223 | 1999-05-08 | PET/CT HEAD&NECK CA IN | PET_NAC | 5 | GE MEDICAL SYSTEMS | Discovery STE | 41.04 | Positron Emission Tomography Image Storage | [9 empty] | FDG -- fluorodeoxyglucose | 708483392 | 6588 | 0.97 | CYLINDRICAL RING | 700\153 | RING | 700 | 1.3.6.1.4.1.14519.5.2.1.1706.8040.229687732101968953261468498102 | 1.3.6.1.4.1.14519.5.2.1.1706.8040.237769358745752838234290738820 | TCIA | 10.7937/K9/TCIA.2017.umz8dv6s
HNSCC-01-0074 | ORIGINAL | CT | 223 | 1999-05-08 | PET/CT HEAD&NECK CA IN | CT Atten Cor Head IN | 2 | GE MEDICAL SYSTEMS | Discovery STE | pet_vct_hp.80 | CT Image Storage | 120 | HELICAL MODE | 500 | 500 | 949.075 | 0 | CW | 566 | 27.5 | [8 empty] | 1.3.6.1.4.1.14519.5.2.1.1706.8040.229687732101968953261468498102 | 1.3.6.1.4.1.14519.5.2.1.1706.8040.899162495650937931896821730946 | TCIA | 10.7937/K9/TCIA.2017.umz8dv6s
HNSCC-01-0074 | ORIGINAL | PT | 91 | 1999-08-21 | PET/CT HEAD & NECK CA | PET_AC_HEAD | 10 | GE MEDICAL SYSTEMS | Discovery RX | 41.04 | Positron Emission Tomography Image Storage | [9 empty] | FDG -- fluorodeoxyglucose | 616798592 | 6588 | 0.97 | CYLINDRICAL RING | 700\153 | RING | 700 | 1.3.6.1.4.1.14519.5.2.1.1706.8040.194889600491740860671835776816 | 1.3.6.1.4.1.14519.5.2.1.1706.8040.130950528459099856623202879445 | TCIA | 10.7937/K9/TCIA.2017.umz8dv6s
HNSCC-01-0074 | ORIGINAL | CT | 223 | 1999-08-21 | PET/CT HEAD & NECK CA | CT Atten Cor Head IN | 2 | GE MEDICAL SYSTEMS | Discovery RX | pet_vct_hp.80 | CT Image Storage | 120 | HELICAL MODE | 500 | 500 | 949.075 | 0 | CW | 566 | 27.5 | [8 empty] | 1.3.6.1.4.1.14519.5.2.1.1706.8040.194889600491740860671835776816 | 1.3.6.1.4.1.14519.5.2.1.1706.8040.198173969944082137537594534855 | TCIA | 10.7937/K9/TCIA.2017.umz8dv6s
HNSCC-01-0074 | ORIGINAL | PT | 223 | 1999-08-21 | PET/CT HEAD & NECK CA | PET_NAC | 5 | GE MEDICAL SYSTEMS | Discovery RX | 41.04 | Positron Emission Tomography Image Storage | [9 empty] | FDG -- fluorodeoxyglucose | 616798592 | 6588 | 0.97 | CYLINDRICAL RING | 700\153 | RING | 700 | 1.3.6.1.4.1.14519.5.2.1.1706.8040.194889600491740860671835776816 | 1.3.6.1.4.1.14519.5.2.1.1706.8040.282398416947583138011972994270 | TCIA | 10.7937/K9/TCIA.2017.umz8dv6s
HNSCC-01-0074 | ORIGINAL | PT | 223 | 1999-08-21 | PET/CT HEAD & NECK CA | PET_AC | 4 | GE MEDICAL SYSTEMS | Discovery RX | 41.04 | Positron Emission Tomography Image Storage | [9 empty] | FDG -- fluorodeoxyglucose | 616798592 | 6588 | 0.97 | CYLINDRICAL RING | 700\153 | RING | 700 | 1.3.6.1.4.1.14519.5.2.1.1706.8040.194889600491740860671835776816 | 1.3.6.1.4.1.14519.5.2.1.1706.8040.311836333772694803905366984382 | TCIA | 10.7937/K9/TCIA.2017.umz8dv6s
HNSCC-01-0074 | ORIGINAL | PT | 91 | 1999-08-21 | PET/CT HEAD & NECK CA | PET_NAC_HEAD | 11 | GE MEDICAL SYSTEMS | Discovery RX | 41.04 | Positron Emission Tomography Image Storage | [9 empty] | FDG -- fluorodeoxyglucose | 616798592 | 6588 | 0.97 | CYLINDRICAL RING | 700\153 | RING | 700 | 1.3.6.1.4.1.14519.5.2.1.1706.8040.194889600491740860671835776816 | 1.3.6.1.4.1.14519.5.2.1.1706.8040.519008757113719185467785654982 | TCIA | 10.7937/K9/TCIA.2017.umz8dv6s
HNSCC-01-0075 | DERIVED | PT | 150 | 1999-05-08 | PET/CT HEAD&NECK CA IN | PETCoronal | 601 | GE MEDICAL SYSTEMS | Discovery RX | 41.04 | Positron Emission Tomography Image Storage | [9 empty] | FDG -- fluorodeoxyglucose | 607311680 | 6588 | 0.97 | CYLINDRICAL RING | 700\153 | RING | 725.9 | 1.3.6.1.4.1.14519.5.2.1.1706.8040.142258708186728873919228631897 | 1.3.6.1.4.1.14519.5.2.1.1706.8040.253858373166942759675776253420 | TCIA | 10.7937/K9/TCIA.2017.umz8dv6s
HNSCC-01-0075 | DERIVED | PT | 150 | 1999-05-08 | PET/CT HEAD&NECK CA IN | PETCoronal | 601 | GE MEDICAL SYSTEMS | Discovery RX | 41.04 | Positron Emission Tomography Image Storage | [9 empty] | FDG -- fluorodeoxyglucose | 607311680 | 6588 | 0.97 | CYLINDRICAL RING | 700\153 | RING | 700 | 1.3.6.1.4.1.14519.5.2.1.1706.8040.128376680255068826463117984286 | 1.3.6.1.4.1.14519.5.2.1.1706.8040.332434259970314738127839331009 | TCIA | 10.7937/K9/TCIA.2017.umz8dv6s
HNSCC-01-0075 | ORIGINAL | PT | 91 | 1999-05-08 | PET/CT HEAD&NECK CA IN | PET_AC | 5 | GE MEDICAL SYSTEMS | Discovery RX | 41.04 | Positron Emission Tomography Image Storage | [9 empty] | FDG -- fluorodeoxyglucose | 607311680 | 6588 | 0.97 | CYLINDRICAL RING | 700\153 | RING | 700 | 1.3.6.1.4.1.14519.5.2.1.1706.8040.128376680255068826463117984286 | 1.3.6.1.4.1.14519.5.2.1.1706.8040.102967950068193066905737880440 | TCIA | 10.7937/K9/TCIA.2017.umz8dv6s
HNSCC-01-0075 | ORIGINAL | PT | 223 | 1999-05-08 | PET/CT HEAD&NECK CA IN | PET_NAC | 5 | GE MEDICAL SYSTEMS | Discovery RX | 41.04 | Positron Emission Tomography Image Storage | [9 empty] | FDG -- fluorodeoxyglucose | 607311680 | 6588 | 0.97 | CYLINDRICAL RING | 700\153 | RING | 700 | 1.3.6.1.4.1.14519.5.2.1.1706.8040.142258708186728873919228631897 | 1.3.6.1.4.1.14519.5.2.1.1706.8040.132962367317581543211498797495 | TCIA | 10.7937/K9/TCIA.2017.umz8dv6s
HNSCC-01-0075 | ORIGINAL | CT | 223 | 1999-05-08 | PET/CT HEAD&NECK CA IN | CT Atten Cor Head IN | 2 | GE MEDICAL SYSTEMS | Discovery RX | pet_vct_hp.80 | CT Image Storage | 120 | HELICAL MODE | 500 | 500 | 949.075 | 0 | CW | 566 | 27.5 | [8 empty] | 1.3.6.1.4.1.14519.5.2.1.1706.8040.142258708186728873919228631897 | 1.3.6.1.4.1.14519.5.2.1.1706.8040.191625068733297700683744644086 | TCIA | 10.7937/K9/TCIA.2017.umz8dv6s
HNSCC-01-0075 | ORIGINAL | PT | 223 | 1999-05-08 | PET/CT HEAD&NECK CA IN | PET_AC | 4 | GE MEDICAL SYSTEMS | Discovery RX | 41.04 | Positron Emission Tomography Image Storage | [9 empty] | FDG -- fluorodeoxyglucose | 607311680 | 6588 | 0.97 | CYLINDRICAL RING | 700\153 | RING | 700 | 1.3.6.1.4.1.14519.5.2.1.1706.8040.142258708186728873919228631897 | 1.3.6.1.4.1.14519.5.2.1.1706.8040.324072235783975532112126968934 | TCIA | 10.7937/K9/TCIA.2017.umz8dv6s
HNSCC-01-0075 | ORIGINAL | PT | 91 | 1999-05-08 | PET/CT HEAD&NECK CA IN | PET_NAC | 6 | GE MEDICAL SYSTEMS | Discovery RX | 41.04 | Positron Emission Tomography Image Storage | [9 empty] | FDG -- fluorodeoxyglucose | 607311680 | 6588 | 0.97 | CYLINDRICAL RING | 700\153 | RING | 700 | 1.3.6.1.4.1.14519.5.2.1.1706.8040.128376680255068826463117984286 | 1.3.6.1.4.1.14519.5.2.1.1706.8040.669063858374721227925706731330 | TCIA | 10.7937/K9/TCIA.2017.umz8dv6s
HNSCC-01-0075 | NULL | RTDOSE | 1 | 1999-06-08 | RT SIMULATION | NULL | 1 | ADAC | Pinnacle3 | 9.8 | RT Dose Storage | [17 empty] | 1.3.6.1.4.1.14519.5.2.1.1706.8040.285093499918800256279996602812 | 1.3.6.1.4.1.14519.5.2.1.1706.8040.237743180952748734522706687257 | TCIA | 10.7937/K9/TCIA.2017.umz8dv6s
HNSCC-01-0075 | NULL | RTSTRUCT | 1 | 1999-06-08 | RT SIMULATION | NULL | 1 | ADAC | Pinnacle3 | 9.8 | RT Structure Set Storage | [17 empty] | 1.3.6.1.4.1.14519.5.2.1.1706.8040.285093499918800256279996602812 | 1.3.6.1.4.1.14519.5.2.1.1706.8040.280131502173698859302908118388 | TCIA | 10.7937/K9/TCIA.2017.umz8dv6s
HNSCC-01-0075 | NULL | RTPLAN | 1 | 1999-06-08 | RT SIMULATION | NULL | 1 | ADAC | Pinnacle3 | 9.8 | RT Plan Storage | [17 empty] | 1.3.6.1.4.1.14519.5.2.1.1706.8040.285093499918800256279996602812 | 1.3.6.1.4.1.14519.5.2.1.1706.8040.317455666439767492290261018354 | TCIA | 10.7937/K9/TCIA.2017.umz8dv6s
HNSCC-01-0075 | ORIGINAL | CT | 139 | 1999-06-08 | RT SIMULATION | NULL | 4 | Philips | Mx8000 IDT 16 | 4.0.0 | CT Image Storage | 120 | HELIX | 500 | 500 |  | 0 | CW | [10 empty] | 1.3.6.1.4.1.14519.5.2.1.1706.8040.285093499918800256279996602812 | 1.3.6.1.4.1.14519.5.2.1.1706.8040.325180245996071710989463535862 | TCIA | 10.7937/K9/TCIA.2017.umz8dv6s
HNSCC-01-0075 | ORIGINAL | PT | 91 | 1999-10-19 | PET/CT HEAD & NECK CA | PET_AC_HEAD | 10 | GE MEDICAL SYSTEMS | Discovery STE | 41.04 | Positron Emission Tomography Image Storage | [9 empty] | FDG -- fluorodeoxyglucose | 658332736 | 6588 | 0.97 | CYLINDRICAL RING | 700\153 | RING | 700 | 1.3.6.1.4.1.14519.5.2.1.1706.8040.132574008791991401648594834204 | 1.3.6.1.4.1.14519.5.2.1.1706.8040.102297860308809194137123624965 | TCIA | 10.7937/K9/TCIA.2017.umz8dv6s
HNSCC-01-0075 | ORIGINAL | PT | 223 | 1999-10-19 | PET/CT HEAD & NECK CA | PET_AC | 4 | GE MEDICAL SYSTEMS | Discovery STE | 41.04 | Positron Emission Tomography Image Storage | [9 empty] | FDG -- fluorodeoxyglucose | 658332736 | 6588 | 0.97 | CYLINDRICAL RING | 700\153 | RING | 700 | 1.3.6.1.4.1.14519.5.2.1.1706.8040.132574008791991401648594834204 | 1.3.6.1.4.1.14519.5.2.1.1706.8040.147668760226142200207302603249 | TCIA | 10.7937/K9/TCIA.2017.umz8dv6s
HNSCC-01-0075 | ORIGINAL | PT | 223 | 1999-10-19 | PET/CT HEAD & NECK CA | PET_NAC | 5 | GE MEDICAL SYSTEMS | Discovery STE | 41.04 | Positron Emission Tomography Image Storage | [9 empty] | FDG -- fluorodeoxyglucose | 658332736 | 6588 | 0.97 | CYLINDRICAL RING | 700\153 | RING | 700 | 1.3.6.1.4.1.14519.5.2.1.1706.8040.132574008791991401648594834204 | 1.3.6.1.4.1.14519.5.2.1.1706.8040.250777362633149221503375634633 | TCIA | 10.7937/K9/TCIA.2017.umz8dv6s
HNSCC-01-0075 | ORIGINAL | CT | 223 | 1999-10-19 | PET/CT HEAD & NECK CA | CT Atten Cor Head IN | 2 | GE MEDICAL SYSTEMS | Discovery STE | pet_vct_hp.80 | CT Image Storage | 120 | HELICAL MODE | 500 | 500 | 949.075 | 0 | CW | 566 | 27.5 | [8 empty] | 1.3.6.1.4.1.14519.5.2.1.1706.8040.132574008791991401648594834204 | 1.3.6.1.4.1.14519.5.2.1.1706.8040.687806029882542710916741028639 | TCIA | 10.7937/K9/TCIA.2017.umz8dv6s
HNSCC-01-0075 | ORIGINAL | PT | 91 | 1999-10-19 | PET/CT HEAD & NECK CA | PET_NAC_HEAD | 11 | GE MEDICAL SYSTEMS | Discovery STE | 41.04 | Positron Emission Tomography Image Storage | [9 empty] | FDG -- fluorodeoxyglucose | 658332736 | 6588 | 0.97 | CYLINDRICAL RING | 700\153 | RING | 700 | 1.3.6.1.4.1.14519.5.2.1.1706.8040.132574008791991401648594834204 | 1.3.6.1.4.1.14519.5.2.1.1706.8040.871739197979135446125450213405 | TCIA | 10.7937/K9/TCIA.2017.umz8dv6s
HNSCC-01-0076 | ORIGINAL | PT | 91 | 1999-05-09 | PET/CT HEAD&NECK CA IN | No AC Recon | 2 | GE MEDICAL SYSTEMS | Discovery ST | 26.14 | Positron Emission Tomography Image Storage | [9 empty] | FDG -- fluorodeoxyglucose | 728380416 | 6588 | 0.97 | CYLINDRICAL RING | 700\157 | RING | 700 | 1.3.6.1.4.1.14519.5.2.1.1706.8040.118878188646041280313840510442 | 1.3.6.1.4.1.14519.5.2.1.1706.8040.132434346812658472621373626395 | TCIA | 10.7937/K9/TCIA.2017.umz8dv6s
HNSCC-01-0076 | ORIGINAL | PT | 91 | 1999-05-09 | PET/CT HEAD&NECK CA IN | PET AC | 1 | GE MEDICAL SYSTEMS | Discovery ST | 26.14 | Positron Emission Tomography Image Storage | [9 empty] | FDG -- fluorodeoxyglucose | 728380416 | 6588 | 0.97 | CYLINDRICAL RING | 700\157 | RING | 700 | 1.3.6.1.4.1.14519.5.2.1.1706.8040.118878188646041280313840510442 | 1.3.6.1.4.1.14519.5.2.1.1706.8040.172637582953771317538047820429 | TCIA | 10.7937/K9/TCIA.2017.umz8dv6s
HNSCC-01-0076 | ORIGINAL | PT | 60 | 1999-05-09 | PET/CT HEAD&NECK CA IN | MIP | 123 | GE MEDICAL SYSTEMS | NULL | 26.14 | Positron Emission Tomography Image Storage | [9 empty] | FDG -- fluorodeoxyglucose | 740000000 | 6588 | 0.97 | CYLINDRICAL RING | 700\157 | RING | 700 | 1.3.6.1.4.1.14519.5.2.1.1706.8040.118878188646041280313840510442 | 1.3.6.1.4.1.14519.5.2.1.1706.8040.211745806893718086099681496384 | TCIA | 10.7937/K9/TCIA.2017.umz8dv6s
HNSCC-01-0076 | ORIGINAL | CT | 223 | 1999-05-09 | PET/CT HEAD&NECK CA IN | CT Atten Cor Head In | 2 | GE MEDICAL SYSTEMS | Discovery ST | LightSpeedAppsdstm5_goc1_11D_R2.9N.IRIX646.5 | CT Image Storage | 120 | HELICAL MODE | 500 | 500 | 949.075 | 0 | CW | 675 | [9 empty] | 1.3.6.1.4.1.14519.5.2.1.1706.8040.204279056696097331502030514901 | 1.3.6.1.4.1.14519.5.2.1.1706.8040.250388991786145422027580897733 | TCIA | 10.7937/K9/TCIA.2017.umz8dv6s
HNSCC-01-0076 | ORIGINAL | PT | 128 | 1999-05-09 | PET/CT HEAD&NECK CA IN | CORONAL TOMO | 172857324 | GE MEDICAL SYSTEMS | NULL | 26.14 | Positron Emission Tomography Image Storage | [9 empty] | FDG -- fluorodeoxyglucose | 740000000 | 6588 | 0.97 | CYLINDRICAL RING | 700\157 | RING | 700 | 1.3.6.1.4.1.14519.5.2.1.1706.8040.118878188646041280313840510442 | 1.3.6.1.4.1.14519.5.2.1.1706.8040.417169323250157608018662856145 | TCIA | 10.7937/K9/TCIA.2017.umz8dv6s
HNSCC-01-0076 | NULL | RTSTRUCT | 1 | 1999-05-22 | RT SIMULATION | NULL | 1 | ADAC | Pinnacle3 | 9.8 | RT Structure Set Storage | [17 empty] | 1.3.6.1.4.1.14519.5.2.1.1706.8040.325643495640034211542187304017 | 1.3.6.1.4.1.14519.5.2.1.1706.8040.139243319687504032446525845748 | TCIA | 10.7937/K9/TCIA.2017.umz8dv6s
HNSCC-01-0076 | NULL | RTDOSE | 1 | 1999-05-22 | RT SIMULATION | NULL | 1 | ADAC | Pinnacle3 | 9.8 | RT Dose Storage | [17 empty] | 1.3.6.1.4.1.14519.5.2.1.1706.8040.325643495640034211542187304017 | 1.3.6.1.4.1.14519.5.2.1.1706.8040.194113979377937803673271963099 | TCIA | 10.7937/K9/TCIA.2017.umz8dv6s
HNSCC-01-0076 | NULL | RTPLAN | 1 | 1999-05-22 | RT SIMULATION | NULL | 1 | ADAC | Pinnacle3 | 9.8 | RT Plan Storage | [17 empty] | 1.3.6.1.4.1.14519.5.2.1.1706.8040.325643495640034211542187304017 | 1.3.6.1.4.1.14519.5.2.1.1706.8040.273607934496017760296892374871 | TCIA | 10.7937/K9/TCIA.2017.umz8dv6s
HNSCC-01-0076 | ORIGINAL | CT | 160 | 1999-05-22 | RT SIMULATION | NULL | NULL | Philips Medical Systems | PQ5000 | 4.9.1/5.0.2 | CT Image Storage | 130 |  | 480 | 480 |  | 0 | CC | [10 empty] | 1.3.6.1.4.1.14519.5.2.1.1706.8040.325643495640034211542187304017 | 1.3.6.1.4.1.14519.5.2.1.1706.8040.493996567071450675887273082663 | TCIA | 10.7937/K9/TCIA.2017.umz8dv6s
HNSCC-01-0076 | ORIGINAL | PT | 91 | 1999-09-06 | PET/CT HEAD & NECK CA | PET_NAC_HEAD | 11 | GE MEDICAL SYSTEMS | Discovery RX | 41.04 | Positron Emission Tomography Image Storage | [9 empty] | FDG -- fluorodeoxyglucose | 604202368 | 6588 | 0.97 | CYLINDRICAL RING | 700\153 | RING | 700 | 1.3.6.1.4.1.14519.5.2.1.1706.8040.122487174715548092147733012420 | 1.3.6.1.4.1.14519.5.2.1.1706.8040.100692004475275616599098794595 | TCIA | 10.7937/K9/TCIA.2017.umz8dv6s
HNSCC-01-0076 | ORIGINAL | PT | 223 | 1999-09-06 | PET/CT HEAD & NECK CA | PET_NAC | 5 | GE MEDICAL SYSTEMS | Discovery RX | 41.04 | Positron Emission Tomography Image Storage | [9 empty] | FDG -- fluorodeoxyglucose | 604202368 | 6588 | 0.97 | CYLINDRICAL RING | 700\153 | RING | 700 | 1.3.6.1.4.1.14519.5.2.1.1706.8040.122487174715548092147733012420 | 1.3.6.1.4.1.14519.5.2.1.1706.8040.247354649839704503054501429360 | TCIA | 10.7937/K9/TCIA.2017.umz8dv6s
HNSCC-01-0076 | ORIGINAL | CT | 223 | 1999-09-06 | PET/CT HEAD & NECK CA | CT Atten Cor Head IN | 2 | GE MEDICAL SYSTEMS | Discovery RX | pet_vct_hp.80 | CT Image Storage | 120 | HELICAL MODE | 500 | 500 | 949.075 | 0 | CW | 566 | 27.5 | [8 empty] | 1.3.6.1.4.1.14519.5.2.1.1706.8040.122487174715548092147733012420 | 1.3.6.1.4.1.14519.5.2.1.1706.8040.331179010059215611647188560986 | TCIA | 10.7937/K9/TCIA.2017.umz8dv6s
HNSCC-01-0076 | ORIGINAL | PT | 223 | 1999-09-06 | PET/CT HEAD & NECK CA | PET_AC | 4 | GE MEDICAL SYSTEMS | Discovery RX | 41.04 | Positron Emission Tomography Image Storage | [9 empty] | FDG -- fluorodeoxyglucose | 604202368 | 6588 | 0.97 | CYLINDRICAL RING | 700\153 | RING | 700 | 1.3.6.1.4.1.14519.5.2.1.1706.8040.122487174715548092147733012420 | 1.3.6.1.4.1.14519.5.2.1.1706.8040.335295425594911781781391824860 | TCIA | 10.7937/K9/TCIA.2017.umz8dv6s
HNSCC-01-0076 | ORIGINAL | PT | 91 | 1999-09-06 | PET/CT HEAD & NECK CA | PET_AC_HEAD | 10 | GE MEDICAL SYSTEMS | Discovery RX | 41.04 | Positron Emission Tomography Image Storage | [9 empty] | FDG -- fluorodeoxyglucose | 604202368 | 6588 | 0.97 | CYLINDRICAL RING | 700\153 | RING | 700 | 1.3.6.1.4.1.14519.5.2.1.1706.8040.122487174715548092147733012420 | 1.3.6.1.4.1.14519.5.2.1.1706.8040.465043404923758262604718405518 | TCIA | 10.7937/K9/TCIA.2017.umz8dv6s
HNSCC-01-0077 | DERIVED | PT | 150 | 1999-05-26 | PET/CT HEAD&NECK CA IN | PETCoronal | 601 | GE MEDICAL SYSTEMS | Discovery RX | 41.04 | Positron Emission Tomography Image Storage | [9 empty] | FDG -- fluorodeoxyglucose | 549700352 | 6588 | 0.97 | CYLINDRICAL RING | 700\153 | RING | 700 | 1.3.6.1.4.1.14519.5.2.1.1706.8040.228722040450643655974695785529 | 1.3.6.1.4.1.14519.5.2.1.1706.8040.191738803904273947190956064389 | TCIA | 10.7937/K9/TCIA.2017.umz8dv6s
HNSCC-01-0077 | DERIVED | PT | 150 | 1999-05-26 | PET/CT HEAD&NECK CA IN | PETCoronal | 601 | GE MEDICAL SYSTEMS | Discovery RX | 41.04 | Positron Emission Tomography Image Storage | [9 empty] | FDG -- fluorodeoxyglucose | 491181472 | 6588 | 0.97 | CYLINDRICAL RING | 700\153 | RING | 725.9 | 1.3.6.1.4.1.14519.5.2.1.1706.8040.781682676220212219069078164238 | 1.3.6.1.4.1.14519.5.2.1.1706.8040.194809877451372148483696701479 | TCIA | 10.7937/K9/TCIA.2017.umz8dv6s
HNSCC-01-0077 | ORIGINAL | PT | 223 | 1999-05-26 | PET/CT HEAD&NECK CA IN | PET_AC | 4 | GE MEDICAL SYSTEMS | Discovery RX | 41.04 | Positron Emission Tomography Image Storage | [9 empty] | FDG -- fluorodeoxyglucose | 491181472 | 6588 | 0.97 | CYLINDRICAL RING | 700\153 | RING | 700 | 1.3.6.1.4.1.14519.5.2.1.1706.8040.781682676220212219069078164238 | 1.3.6.1.4.1.14519.5.2.1.1706.8040.194852351731584751721099163041 | TCIA | 10.7937/K9/TCIA.2017.umz8dv6s
HNSCC-01-0077 | ORIGINAL | PT | 91 | 1999-05-26 | PET/CT HEAD&NECK CA IN | PET_NAC | 6 | GE MEDICAL SYSTEMS | Discovery RX | 41.04 | Positron Emission Tomography Image Storage | [9 empty] | FDG -- fluorodeoxyglucose | 549700352 | 6588 | 0.97 | CYLINDRICAL RING | 700\153 | RING | 700 | 1.3.6.1.4.1.14519.5.2.1.1706.8040.228722040450643655974695785529 | 1.3.6.1.4.1.14519.5.2.1.1706.8040.257517611575505589762958962937 | TCIA | 10.7937/K9/TCIA.2017.umz8dv6s
HNSCC-01-0077 | ORIGINAL | PT | 91 | 1999-05-26 | PET/CT HEAD&NECK CA IN | PET_AC | 5 | GE MEDICAL SYSTEMS | Discovery RX | 41.04 | Positron Emission Tomography Image Storage | [9 empty] | FDG -- fluorodeoxyglucose | 549700352 | 6588 | 0.97 | CYLINDRICAL RING | 700\153 | RING | 700 | 1.3.6.1.4.1.14519.5.2.1.1706.8040.228722040450643655974695785529 | 1.3.6.1.4.1.14519.5.2.1.1706.8040.286479666775734607920979273986 | TCIA | 10.7937/K9/TCIA.2017.umz8dv6s
HNSCC-01-0077 | ORIGINAL | PT | 223 | 1999-05-26 | PET/CT HEAD&NECK CA IN | PET_NAC | 5 | GE MEDICAL SYSTEMS | Discovery RX | 41.04 | Positron Emission Tomography Image Storage | [9 empty] | FDG -- fluorodeoxyglucose | 491181472 | 6588 | 0.97 | CYLINDRICAL RING | 700\153 | RING | 700 | 1.3.6.1.4.1.14519.5.2.1.1706.8040.781682676220212219069078164238 | 1.3.6.1.4.1.14519.5.2.1.1706.8040.485761225767126423565334108827 | TCIA | 10.7937/K9/TCIA.2017.umz8dv6s
HNSCC-01-0077 | ORIGINAL | CT | 223 | 1999-05-26 | PET/CT HEAD&NECK CA IN | CT Atten Cor Head IN | 2 | GE MEDICAL SYSTEMS | Discovery RX | pet_vct_hp.80 | CT Image Storage | 120 | HELICAL MODE | 500 | 500 | 949.075 | 0 | CW | 566 | 27.5 | [8 empty] | 1.3.6.1.4.1.14519.5.2.1.1706.8040.781682676220212219069078164238 | 1.3.6.1.4.1.14519.5.2.1.1706.8040.871731378728038966660844554254 | TCIA | 10.7937/K9/TCIA.2017.umz8dv6s
HNSCC-01-0077 | NULL | RTDOSE | 1 | 1999-05-26 | RT SIMULATION | NULL | 1 | ADAC | Pinnacle3 | 9.8 | RT Dose Storage | [17 empty] | 1.3.6.1.4.1.14519.5.2.1.1706.8040.297454193482625874816986344808 | 1.3.6.1.4.1.14519.5.2.1.1706.8040.230755532939926483392307491593 | TCIA | 10.7937/K9/TCIA.2017.umz8dv6s
HNSCC-01-0077 | NULL | RTPLAN | 1 | 1999-05-26 | RT SIMULATION | NULL | 1 | ADAC | Pinnacle3 | 9.8 | RT Plan Storage | [17 empty] | 1.3.6.1.4.1.14519.5.2.1.1706.8040.297454193482625874816986344808 | 1.3.6.1.4.1.14519.5.2.1.1706.8040.339961055481772271101901259808 | TCIA | 10.7937/K9/TCIA.2017.umz8dv6s
HNSCC-01-0077 | NULL | RTSTRUCT | 1 | 1999-05-26 | RT SIMULATION | NULL | 1 | ADAC | Pinnacle3 | 9.8 | RT Structure Set Storage | [17 empty] | 1.3.6.1.4.1.14519.5.2.1.1706.8040.297454193482625874816986344808 | 1.3.6.1.4.1.14519.5.2.1.1706.8040.814890610383510792061352926392 | TCIA | 10.7937/K9/TCIA.2017.umz8dv6s
HNSCC-01-0077 | ORIGINAL | CT | 173 | 1999-05-26 | RT SIMULATION | NULL | 4 | Philips | Mx8000 IDT | 1.1.0 | CT Image Storage | 120 | HELIX | 500 | 500 |  | 0 | CW | [10 empty] | 1.3.6.1.4.1.14519.5.2.1.1706.8040.297454193482625874816986344808 | 1.3.6.1.4.1.14519.5.2.1.1706.8040.231994551367247340089685139201 | TCIA | 10.7937/K9/TCIA.2017.umz8dv6s
HNSCC-01-0077 | ORIGINAL | PT | 91 | 1999-09-12 | PET/CT HEAD & NECK CA | PET_NAC_HEAD | 11 | GE MEDICAL SYSTEMS | Discovery STE | 41.04 | Positron Emission Tomography Image Storage | [9 empty] | FDG -- fluorodeoxyglucose | 689249024 | 6588 | 0.97 | CYLINDRICAL RING | 700\153 | RING | 700 | 1.3.6.1.4.1.14519.5.2.1.1706.8040.682176902867482423283943655694 | 1.3.6.1.4.1.14519.5.2.1.1706.8040.134265594063738830591551478829 | TCIA | 10.7937/K9/TCIA.2017.umz8dv6s
HNSCC-01-0077 | ORIGINAL | CT | 223 | 1999-09-12 | PET/CT HEAD & NECK CA | CT Atten Cor Head IN | 2 | GE MEDICAL SYSTEMS | Discovery STE | pet_vct_hp.80 | CT Image Storage | 120 | HELICAL MODE | 500 | 500 | 949.075 | 0 | CW | 566 | 27.5 | [8 empty] | 1.3.6.1.4.1.14519.5.2.1.1706.8040.682176902867482423283943655694 | 1.3.6.1.4.1.14519.5.2.1.1706.8040.164371728064346378383925440180 | TCIA | 10.7937/K9/TCIA.2017.umz8dv6s
HNSCC-01-0077 | ORIGINAL | PT | 223 | 1999-09-12 | PET/CT HEAD & NECK CA | PET_AC | 4 | GE MEDICAL SYSTEMS | Discovery STE | 41.04 | Positron Emission Tomography Image Storage | [9 empty] | FDG -- fluorodeoxyglucose | 689249024 | 6588 | 0.97 | CYLINDRICAL RING | 700\153 | RING | 700 | 1.3.6.1.4.1.14519.5.2.1.1706.8040.682176902867482423283943655694 | 1.3.6.1.4.1.14519.5.2.1.1706.8040.178506579790324432362083669200 | TCIA | 10.7937/K9/TCIA.2017.umz8dv6s
HNSCC-01-0077 | ORIGINAL | PT | 91 | 1999-09-12 | PET/CT HEAD & NECK CA | PET_AC_HEAD | 10 | GE MEDICAL SYSTEMS | Discovery STE | 41.04 | Positron Emission Tomography Image Storage | [9 empty] | FDG -- fluorodeoxyglucose | 689249024 | 6588 | 0.97 | CYLINDRICAL RING | 700\153 | RING | 700 | 1.3.6.1.4.1.14519.5.2.1.1706.8040.682176902867482423283943655694 | 1.3.6.1.4.1.14519.5.2.1.1706.8040.184814094473734950232081437964 | TCIA | 10.7937/K9/TCIA.2017.umz8dv6s
HNSCC-01-0077 | ORIGINAL | PT | 223 | 1999-09-12 | PET/CT HEAD & NECK CA | PET_NAC | 5 | GE MEDICAL SYSTEMS | Discovery STE | 41.04 | Positron Emission Tomography Image Storage | [9 empty] | FDG -- fluorodeoxyglucose | 689249024 | 6588 | 0.97 | CYLINDRICAL RING | 700\153 | RING | 700 | 1.3.6.1.4.1.14519.5.2.1.1706.8040.682176902867482423283943655694 | 1.3.6.1.4.1.14519.5.2.1.1706.8040.812569396819598729055757241764 | TCIA | 10.7937/K9/TCIA.2017.umz8dv6s
HNSCC-01-0078 | NULL | RTPLAN | 1 | 1999-05-22 | RT SIMULATION | NULL | 1 | ADAC | Pinnacle3 | 9.8 | RT Plan Storage | [17 empty] | 1.3.6.1.4.1.14519.5.2.1.1706.8040.311781793617886250019089006792 | 1.3.6.1.4.1.14519.5.2.1.1706.8040.227064511763365214564800139215 | TCIA | 10.7937/K9/TCIA.2017.umz8dv6s
HNSCC-01-0078 | NULL | RTSTRUCT | 1 | 1999-05-22 | RT SIMULATION | NULL | 1 | ADAC | Pinnacle3 | 9.8 | RT Structure Set Storage | [17 empty] | 1.3.6.1.4.1.14519.5.2.1.1706.8040.311781793617886250019089006792 | 1.3.6.1.4.1.14519.5.2.1.1706.8040.298179913857384382138397288048 | TCIA | 10.7937/K9/TCIA.2017.umz8dv6s
HNSCC-01-0078 | NULL | RTDOSE | 1 | 1999-05-22 | RT SIMULATION | NULL | 1 | ADAC | Pinnacle3 | 9.8 | RT Dose Storage | [17 empty] | 1.3.6.1.4.1.14519.5.2.1.1706.8040.311781793617886250019089006792 | 1.3.6.1.4.1.14519.5.2.1.1706.8040.329640707073048413546960914204 | TCIA | 10.7937/K9/TCIA.2017.umz8dv6s
HNSCC-01-0078 | ORIGINAL | CT | 120 | 1999-05-22 | RT SIMULATION | NULL | 7 | Philips | Mx8000 IDT | 1.1.0 | CT Image Storage | 120 | HELIX | 499 | 499 |  | 0 | CW | [10 empty] | 1.3.6.1.4.1.14519.5.2.1.1706.8040.311781793617886250019089006792 | 1.3.6.1.4.1.14519.5.2.1.1706.8040.339880840262940526880512942642 | TCIA | 10.7937/K9/TCIA.2017.umz8dv6s
HNSCC-01-0078 | DERIVED | PT | 150 | 1999-05-30 | PET/CT HEAD&NECK CA IN | PETCoronal | 601 | GE MEDICAL SYSTEMS | Discovery RX | 41.04 | Positron Emission Tomography Image Storage | [9 empty] | FDG -- fluorodeoxyglucose | 708153984 | 6588 | 0.97 | CYLINDRICAL RING | 700\153 | RING | 700 | 1.3.6.1.4.1.14519.5.2.1.1706.8040.166055510185410773345814351017 | 1.3.6.1.4.1.14519.5.2.1.1706.8040.118939483976671725664250530430 | TCIA | 10.7937/K9/TCIA.2017.umz8dv6s
HNSCC-01-0078 | DERIVED | PT | 150 | 1999-05-30 | PET/CT HEAD&NECK CA IN | PETCoronal | 601 | GE MEDICAL SYSTEMS | Discovery RX | 41.04 | Positron Emission Tomography Image Storage | [9 empty] | FDG -- fluorodeoxyglucose | 708153984 | 6588 | 0.97 | CYLINDRICAL RING | 700\153 | RING | 700 | 1.3.6.1.4.1.14519.5.2.1.1706.8040.297244187933524910828069750935 | 1.3.6.1.4.1.14519.5.2.1.1706.8040.281210742308157496460612010031 | TCIA | 10.7937/K9/TCIA.2017.umz8dv6s
HNSCC-01-0078 | ORIGINAL | PT | 179 | 1999-05-30 | PET/CT HEAD&NECK CA IN | PET_NAC | 5 | GE MEDICAL SYSTEMS | Discovery RX | 41.04 | Positron Emission Tomography Image Storage | [9 empty] | FDG -- fluorodeoxyglucose | 708153984 | 6588 | 0.97 | CYLINDRICAL RING | 700\153 | RING | 700 | 1.3.6.1.4.1.14519.5.2.1.1706.8040.166055510185410773345814351017 | 1.3.6.1.4.1.14519.5.2.1.1706.8040.192350873485116047235427416562 | TCIA | 10.7937/K9/TCIA.2017.umz8dv6s
HNSCC-01-0078 | ORIGINAL | PT | 179 | 1999-05-30 | PET/CT HEAD&NECK CA IN | PET_AC | 4 | GE MEDICAL SYSTEMS | Discovery RX | 41.04 | Positron Emission Tomography Image Storage | [9 empty] | FDG -- fluorodeoxyglucose | 708153984 | 6588 | 0.97 | CYLINDRICAL RING | 700\153 | RING | 700 | 1.3.6.1.4.1.14519.5.2.1.1706.8040.166055510185410773345814351017 | 1.3.6.1.4.1.14519.5.2.1.1706.8040.246542680092072542904978289304 | TCIA | 10.7937/K9/TCIA.2017.umz8dv6s
HNSCC-01-0078 | ORIGINAL | PT | 91 | 1999-05-30 | PET/CT HEAD&NECK CA IN | PET_NAC | 6 | GE MEDICAL SYSTEMS | Discovery RX | 41.04 | Positron Emission Tomography Image Storage | [9 empty] | FDG -- fluorodeoxyglucose | 708153984 | 6588 | 0.97 | CYLINDRICAL RING | 700\153 | RING | 700 | 1.3.6.1.4.1.14519.5.2.1.1706.8040.297244187933524910828069750935 | 1.3.6.1.4.1.14519.5.2.1.1706.8040.275562818997425278671792715624 | TCIA | 10.7937/K9/TCIA.2017.umz8dv6s
HNSCC-01-0078 | ORIGINAL | CT | 179 | 1999-05-30 | PET/CT HEAD&NECK CA IN | CT Atten Cor Head IN | 2 | GE MEDICAL SYSTEMS | Discovery RX | pet_vct_hp.80 | CT Image Storage | 120 | HELICAL MODE | 500 | 500 | 949.075 | 0 | CW | 566 | 27.5 | [8 empty] | 1.3.6.1.4.1.14519.5.2.1.1706.8040.166055510185410773345814351017 | 1.3.6.1.4.1.14519.5.2.1.1706.8040.300467075407442612846671496119 | TCIA | 10.7937/K9/TCIA.2017.umz8dv6s
HNSCC-01-0078 | ORIGINAL | PT | 91 | 1999-05-30 | PET/CT HEAD&NECK CA IN | PET_AC | 5 | GE MEDICAL SYSTEMS | Discovery RX | 41.04 | Positron Emission Tomography Image Storage | [9 empty] | FDG -- fluorodeoxyglucose | 708153984 | 6588 | 0.97 | CYLINDRICAL RING | 700\153 | RING | 700 | 1.3.6.1.4.1.14519.5.2.1.1706.8040.297244187933524910828069750935 | 1.3.6.1.4.1.14519.5.2.1.1706.8040.713342027486049398512881221019 | TCIA | 10.7937/K9/TCIA.2017.umz8dv6s
HNSCC-01-0078 | ORIGINAL | PT | 223 | 1999-10-03 | PET/CT HEAD & NECK CA | PET_NAC | 5 | GE MEDICAL SYSTEMS | Discovery RX | 41.04 | Positron Emission Tomography Image Storage | [9 empty] | FDG -- fluorodeoxyglucose | 650709888 | 6588 | 0.97 | CYLINDRICAL RING | 700\153 | RING | 700 | 1.3.6.1.4.1.14519.5.2.1.1706.8040.745201991113949735446016333226 | 1.3.6.1.4.1.14519.5.2.1.1706.8040.104482838748337394124788395465 | TCIA | 10.7937/K9/TCIA.2017.umz8dv6s
HNSCC-01-0078 | ORIGINAL | PT | 91 | 1999-10-03 | PET/CT HEAD & NECK CA | PET_AC_HEAD | 10 | GE MEDICAL SYSTEMS | Discovery RX | 41.04 | Positron Emission Tomography Image Storage | [9 empty] | FDG -- fluorodeoxyglucose | 650709888 | 6588 | 0.97 | CYLINDRICAL RING | 700\153 | RING | 700 | 1.3.6.1.4.1.14519.5.2.1.1706.8040.745201991113949735446016333226 | 1.3.6.1.4.1.14519.5.2.1.1706.8040.180995391159510207402406246058 | TCIA | 10.7937/K9/TCIA.2017.umz8dv6s
HNSCC-01-0078 | ORIGINAL | PT | 223 | 1999-10-03 | PET/CT HEAD & NECK CA | PET_AC | 4 | GE MEDICAL SYSTEMS | Discovery RX | 41.04 | Positron Emission Tomography Image Storage | [9 empty] | FDG -- fluorodeoxyglucose | 650709888 | 6588 | 0.97 | CYLINDRICAL RING | 700\153 | RING | 700 | 1.3.6.1.4.1.14519.5.2.1.1706.8040.745201991113949735446016333226 | 1.3.6.1.4.1.14519.5.2.1.1706.8040.193673127799547219693579319532 | TCIA | 10.7937/K9/TCIA.2017.umz8dv6s
HNSCC-01-0078 | ORIGINAL | CT | 223 | 1999-10-03 | PET/CT HEAD & NECK CA | CT Atten Cor Head IN | 2 | GE MEDICAL SYSTEMS | Discovery RX | pet_vct_hp.80 | CT Image Storage | 120 | HELICAL MODE | 500 | 500 | 949.075 | 0 | CW | 566 | 27.5 | [8 empty] | 1.3.6.1.4.1.14519.5.2.1.1706.8040.745201991113949735446016333226 | 1.3.6.1.4.1.14519.5.2.1.1706.8040.212790390945903915810985824515 | TCIA | 10.7937/K9/TCIA.2017.umz8dv6s
HNSCC-01-0078 | ORIGINAL | PT | 91 | 1999-10-03 | PET/CT HEAD & NECK CA | PET_NAC_HEAD | 11 | GE MEDICAL SYSTEMS | Discovery RX | 41.04 | Positron Emission Tomography Image Storage | [9 empty] | FDG -- fluorodeoxyglucose | 650709888 | 6588 | 0.97 | CYLINDRICAL RING | 700\153 | RING | 700 | 1.3.6.1.4.1.14519.5.2.1.1706.8040.745201991113949735446016333226 | 1.3.6.1.4.1.14519.5.2.1.1706.8040.567344118412243911723443459855 | TCIA | 10.7937/K9/TCIA.2017.umz8dv6s
HNSCC-01-0079 | NULL | RTPLAN | 1 | 1999-07-21 | RT SIMULATION | NULL | 1 | ADAC | Pinnacle3 | 9.8 | RT Plan Storage | [17 empty] | 1.3.6.1.4.1.14519.5.2.1.1706.8040.291807094355803026989964462333 | 1.3.6.1.4.1.14519.5.2.1.1706.8040.135531088104480168693738144514 | TCIA | 10.7937/K9/TCIA.2017.umz8dv6s
HNSCC-01-0079 | NULL | RTDOSE | 1 | 1999-07-21 | RT SIMULATION | NULL | 1 | ADAC | Pinnacle3 | 9.8 | RT Dose Storage | [17 empty] | 1.3.6.1.4.1.14519.5.2.1.1706.8040.291807094355803026989964462333 | 1.3.6.1.4.1.14519.5.2.1.1706.8040.257737266564334754895968206348 | TCIA | 10.7937/K9/TCIA.2017.umz8dv6s
HNSCC-01-0079 | NULL | RTSTRUCT | 1 | 1999-07-21 | RT SIMULATION | NULL | 1 | ADAC | Pinnacle3 | 9.8 | RT Structure Set Storage | [17 empty] | 1.3.6.1.4.1.14519.5.2.1.1706.8040.291807094355803026989964462333 | 1.3.6.1.4.1.14519.5.2.1.1706.8040.288530127604980993360112823328 | TCIA | 10.7937/K9/TCIA.2017.umz8dv6s
HNSCC-01-0079 | ORIGINAL | CT | 160 | 1999-07-21 | RT SIMULATION | NULL | NULL | Philips Medical Systems | PQ5000 | 4.9.1/5.0.2 | CT Image Storage | 130 |  | 480 | 480 |  | 0 | CC | [10 empty] | 1.3.6.1.4.1.14519.5.2.1.1706.8040.291807094355803026989964462333 | 1.3.6.1.4.1.14519.5.2.1.1706.8040.196588974578051918561246910148 | TCIA | 10.7937/K9/TCIA.2017.umz8dv6s
HNSCC-01-0079 | ORIGINAL | PT | 91 | 1999-07-27 | PET/CT HEAD&NECK CA IN | PET_NAC_HEAD | 11 | GE MEDICAL SYSTEMS | Discovery RX | 41.04 | Positron Emission Tomography Image Storage | [9 empty] | FDG -- fluorodeoxyglucose | 537572736 | 6588 | 0.97 | CYLINDRICAL RING | 700\153 | RING | 700 | 1.3.6.1.4.1.14519.5.2.1.1706.8040.103847651584462465579617556149 | 1.3.6.1.4.1.14519.5.2.1.1706.8040.105572462784143365120002123887 | TCIA | 10.7937/K9/TCIA.2017.umz8dv6s
HNSCC-01-0079 | ORIGINAL | PT | 223 | 1999-07-27 | PET/CT HEAD&NECK CA IN | PET_AC | 4 | GE MEDICAL SYSTEMS | Discovery RX | 41.04 | Positron Emission Tomography Image Storage | [9 empty] | FDG -- fluorodeoxyglucose | 537572736 | 6588 | 0.97 | CYLINDRICAL RING | 700\153 | RING | 700 | 1.3.6.1.4.1.14519.5.2.1.1706.8040.103847651584462465579617556149 | 1.3.6.1.4.1.14519.5.2.1.1706.8040.145017037612828667578115218641 | TCIA | 10.7937/K9/TCIA.2017.umz8dv6s
HNSCC-01-0079 | ORIGINAL | PT | 223 | 1999-07-27 | PET/CT HEAD&NECK CA IN | PET_NAC | 5 | GE MEDICAL SYSTEMS | Discovery RX | 41.04 | Positron Emission Tomography Image Storage | [9 empty] | FDG -- fluorodeoxyglucose | 537572736 | 6588 | 0.97 | CYLINDRICAL RING | 700\153 | RING | 700 | 1.3.6.1.4.1.14519.5.2.1.1706.8040.103847651584462465579617556149 | 1.3.6.1.4.1.14519.5.2.1.1706.8040.183497937333409241095680581531 | TCIA | 10.7937/K9/TCIA.2017.umz8dv6s
HNSCC-01-0079 | ORIGINAL | CT | 223 | 1999-07-27 | PET/CT HEAD&NECK CA IN | CT Atten Cor Head IN | 2 | GE MEDICAL SYSTEMS | Discovery RX | pet_vct_hp.80 | CT Image Storage | 120 | HELICAL MODE | 500 | 500 | 949.075 | 0 | CW | 566 | 27.5 | [8 empty] | 1.3.6.1.4.1.14519.5.2.1.1706.8040.103847651584462465579617556149 | 1.3.6.1.4.1.14519.5.2.1.1706.8040.324479365191928130333030290692 | TCIA | 10.7937/K9/TCIA.2017.umz8dv6s
HNSCC-01-0079 | ORIGINAL | PT | 91 | 1999-07-27 | PET/CT HEAD&NECK CA IN | PET_AC_HEAD | 10 | GE MEDICAL SYSTEMS | Discovery RX | 41.04 | Positron Emission Tomography Image Storage | [9 empty] | FDG -- fluorodeoxyglucose | 537572736 | 6588 | 0.97 | CYLINDRICAL RING | 700\153 | RING | 700 | 1.3.6.1.4.1.14519.5.2.1.1706.8040.103847651584462465579617556149 | 1.3.6.1.4.1.14519.5.2.1.1706.8040.718500596681484334738805936923 | TCIA | 10.7937/K9/TCIA.2017.umz8dv6s
HNSCC-01-0079 | ORIGINAL | CT | 267 | 1999-11-08 | PET/CT HEAD & NECK CA | CT Atten Cor Head In | 2 | GE MEDICAL SYSTEMS | Discovery ST | LightSpeedAppsdstm5_goc1_11D_R2.9N.IRIX646.5 | CT Image Storage | 120 | HELICAL MODE | 500 | 500 | 949.075 | 0 | CW | 675 | [9 empty] | 1.3.6.1.4.1.14519.5.2.1.1706.8040.785174531104018327392863275396 | 1.3.6.1.4.1.14519.5.2.1.1706.8040.180174861337884164287223094891 | TCIA | 10.7937/K9/TCIA.2017.umz8dv6s
HNSCC-01-0079 | ORIGINAL | PT | 267 | 1999-11-08 | PET/CT HEAD & NECK CA | No AC Recon | 2 | GE MEDICAL SYSTEMS | Discovery ST | 26.14 | Positron Emission Tomography Image Storage | [9 empty] | FDG -- fluorodeoxyglucose | 695980480 | 6588 | 0.97 | CYLINDRICAL RING | 700\157 | RING | 700 | 1.3.6.1.4.1.14519.5.2.1.1706.8040.785174531104018327392863275396 | 1.3.6.1.4.1.14519.5.2.1.1706.8040.214555630944789073328038944360 | TCIA | 10.7937/K9/TCIA.2017.umz8dv6s
HNSCC-01-0079 | ORIGINAL | PT | 267 | 1999-11-08 | PET/CT HEAD & NECK CA | PET AC | 1 | GE MEDICAL SYSTEMS | Discovery ST | 26.14 | Positron Emission Tomography Image Storage | [9 empty] | FDG -- fluorodeoxyglucose | 695980480 | 6588 | 0.97 | CYLINDRICAL RING | 700\157 | RING | 700 | 1.3.6.1.4.1.14519.5.2.1.1706.8040.785174531104018327392863275396 | 1.3.6.1.4.1.14519.5.2.1.1706.8040.235110848067181293515096328359 | TCIA | 10.7937/K9/TCIA.2017.umz8dv6s
HNSCC-01-0079 | DERIVED | CT | 259 | 2000-02-01 | CT, SOFT TISSUE NECK W | Reformatted | 200 | GE MEDICAL SYSTEMS | LightSpeed16 | 06MW03.5 | CT Image Storage | 140 | HELICAL MODE | 500 |  | 949.075 |  | CW | 1090 | [9 empty] | 1.3.6.1.4.1.14519.5.2.1.1706.8040.208879313211003627445070785755 | 1.3.6.1.4.1.14519.5.2.1.1706.8040.126694397784217103845514279404 | TCIA | 10.7937/K9/TCIA.2017.umz8dv6s
HNSCC-01-0079 | DERIVED | CT | 88 | 2000-02-01 | CT, SOFT TISSUE NECK W | Reformatted | 201 | GE MEDICAL SYSTEMS | LightSpeed16 | 06MW03.5 | CT Image Storage | 140 | HELICAL MODE | 500 |  | 949.075 |  | CW | 1090 | [9 empty] | 1.3.6.1.4.1.14519.5.2.1.1706.8040.208879313211003627445070785755 | 1.3.6.1.4.1.14519.5.2.1.1706.8040.128464676098500286122976392857 | TCIA | 10.7937/K9/TCIA.2017.umz8dv6s
HNSCC-01-0079 | DERIVED | CT | 259 | 2000-02-01 | CT, SOFT TISSUE NECK W | Reformatted | 300 | GE MEDICAL SYSTEMS | LightSpeed16 | 06MW03.5 | CT Image Storage | 140 | HELICAL MODE | 500 |  | 949.075 |  | CW | 1090 | [9 empty] | 1.3.6.1.4.1.14519.5.2.1.1706.8040.208879313211003627445070785755 | 1.3.6.1.4.1.14519.5.2.1.1706.8040.204861137296365813191219519295 | TCIA | 10.7937/K9/TCIA.2017.umz8dv6s
HNSCC-01-0079 | ORIGINAL | CT | 297 | 2000-02-01 | CT, SOFT TISSUE NECK W | CONTRAST120CC@3CC/S,90S DELAY | 2 | GE MEDICAL SYSTEMS | LightSpeed16 | 06MW03.5 | CT Image Storage | 140 | HELICAL MODE | 500 | 452 | 949.075 | 0 | CW | 1090 | 13.75 | [8 empty] | 1.3.6.1.4.1.14519.5.2.1.1706.8040.208879313211003627445070785755 | 1.3.6.1.4.1.14519.5.2.1.1706.8040.113572446711455925587969872746 | TCIA | 10.7937/K9/TCIA.2017.umz8dv6s
HNSCC-01-0079 | ORIGINAL | CT | 99 | 2000-02-01 | CT, SOFT TISSUE NECK W | Recon 3: CONTRAST120CC@3CC/S,90 | 4 | GE MEDICAL SYSTEMS | LightSpeed16 | 06MW03.5 | CT Image Storage | 140 | HELICAL MODE | 500 | 452 | 949.075 | 0 | CW | 1422 | 13.75 | [8 empty] | 1.3.6.1.4.1.14519.5.2.1.1706.8040.208879313211003627445070785755 | 1.3.6.1.4.1.14519.5.2.1.1706.8040.236374265889046616477079697124 | TCIA | 10.7937/K9/TCIA.2017.umz8dv6s
HNSCC-01-0079 | ORIGINAL | CT | 297 | 2000-02-01 | CT, SOFT TISSUE NECK W | Recon 2: CONTRAST120CC@3CC/S,90 | 3 | GE MEDICAL SYSTEMS | LightSpeed16 | 06MW03.5 | CT Image Storage | 140 | HELICAL MODE | 500 | 452 | 949.075 | 0 | CW | 1090 | 13.75 | [8 empty] | 1.3.6.1.4.1.14519.5.2.1.1706.8040.208879313211003627445070785755 | 1.3.6.1.4.1.14519.5.2.1.1706.8040.312565278543256960273252037426 | TCIA | 10.7937/K9/TCIA.2017.umz8dv6s
HNSCC-01-0079 | ORIGINAL | CT | 2 | 2000-02-01 | CT, SOFT TISSUE NECK W | Scout, N23 | 1 | GE MEDICAL SYSTEMS | LightSpeed16 | 06MW03.5 | CT Image Storage | 120 | SCOUT MODE | 500 |  | 949.075 | 0 | CW | 4572 | [9 empty] | 1.3.6.1.4.1.14519.5.2.1.1706.8040.208879313211003627445070785755 | 1.3.6.1.4.1.14519.5.2.1.1706.8040.850995509611702516198957516693 | TCIA | 10.7937/K9/TCIA.2017.umz8dv6s
HNSCC-01-0080 | ORIGINAL | PT | 87 | 2002-02-05 | PET/CT HEAD & NECK CA | PET_NO AC 3DIR | 10 | GE MEDICAL SYSTEMS | Discovery RX | 41.04 | Positron Emission Tomography Image Storage | [9 empty] | FDG -- fluorodeoxyglucose | 285948256 | 6588 | 0.97 | CYLINDRICAL RING | 700\153 | NONE | 700 | 1.3.6.1.4.1.14519.5.2.1.1706.8040.224559671753164095858576002538 | 1.3.6.1.4.1.14519.5.2.1.1706.8040.175877915552527288246541163662 | TCIA | 10.7937/K9/TCIA.2017.umz8dv6s
HNSCC-01-0080 | ORIGINAL | CT | 207 | 2002-02-05 | PET/CT HEAD & NECK CA | CT Atten soft | 2 | GE MEDICAL SYSTEMS | Discovery RX | 07MWHL36.4 | CT Image Storage | 120 | HELICAL MODE | 500 | 500 | 949.075 | 0 | CW | 566 | 27.5 | [8 empty] | 1.3.6.1.4.1.14519.5.2.1.1706.8040.224559671753164095858576002538 | 1.3.6.1.4.1.14519.5.2.1.1706.8040.199099600345890482383508268139 | TCIA | 10.7937/K9/TCIA.2017.umz8dv6s
HNSCC-01-0080 | ORIGINAL | PT | 207 | 2002-02-05 | PET/CT HEAD & NECK CA | PET_NO AC 3DIR | 4 | GE MEDICAL SYSTEMS | Discovery RX | 41.04 | Positron Emission Tomography Image Storage | [9 empty] | FDG -- fluorodeoxyglucose | 285948256 | 6588 | 0.97 | CYLINDRICAL RING | 700\153 | NONE | 700 | 1.3.6.1.4.1.14519.5.2.1.1706.8040.224559671753164095858576002538 | 1.3.6.1.4.1.14519.5.2.1.1706.8040.234342893817449929333054605973 | TCIA | 10.7937/K9/TCIA.2017.umz8dv6s
HNSCC-01-0080 | ORIGINAL | PT | 87 | 2002-02-05 | PET/CT HEAD & NECK CA | pet_ac_3d | 11 | GE MEDICAL SYSTEMS | Discovery RX | 41.04 | Positron Emission Tomography Image Storage | [9 empty] | FDG -- fluorodeoxyglucose | 285948256 | 6588 | 0.97 | CYLINDRICAL RING | 700\153 | NONE | 700 | 1.3.6.1.4.1.14519.5.2.1.1706.8040.224559671753164095858576002538 | 1.3.6.1.4.1.14519.5.2.1.1706.8040.297309317389113404619802765028 | TCIA | 10.7937/K9/TCIA.2017.umz8dv6s
HNSCC-01-0080 | ORIGINAL | PT | 207 | 2002-02-05 | PET/CT HEAD & NECK CA | pet_ac_3d | 5 | GE MEDICAL SYSTEMS | Discovery RX | 41.04 | Positron Emission Tomography Image Storage | [9 empty] | FDG -- fluorodeoxyglucose | 285948256 | 6588 | 0.97 | CYLINDRICAL RING | 700\153 | NONE | 700 | 1.3.6.1.4.1.14519.5.2.1.1706.8040.224559671753164095858576002538 | 1.3.6.1.4.1.14519.5.2.1.1706.8040.451993169167613459051647005693 | TCIA | 10.7937/K9/TCIA.2017.umz8dv6s
HNSCC-01-0080 | ORIGINAL | PT | 207 | 2002-09-21 | PET/CT HEAD & NECK CA | PET_AC_3D_FDG | 6 | GE MEDICAL SYSTEMS | Discovery RX | 41.04 | Positron Emission Tomography Image Storage | [9 empty] | FDG -- fluorodeoxyglucose | 341137696 | 6588 | 0.97 | CYLINDRICAL RING | 700\153 | NONE | 700 | 1.3.6.1.4.1.14519.5.2.1.1706.8040.136005658261296309200813729364 | 1.3.6.1.4.1.14519.5.2.1.1706.8040.141472104993250673985590508840 | TCIA | 10.7937/K9/TCIA.2017.umz8dv6s
HNSCC-01-0080 | ORIGINAL | CT | 207 | 2002-09-21 | PET/CT HEAD & NECK CA | CT Soft | 3 | GE MEDICAL SYSTEMS | Discovery RX | 07MWDVCT36.4 | CT Image Storage | 120 | HELICAL MODE | 500 | 500 | 949.075 | 0 | CW | 500 | 55 | [8 empty] | 1.3.6.1.4.1.14519.5.2.1.1706.8040.136005658261296309200813729364 | 1.3.6.1.4.1.14519.5.2.1.1706.8040.196269390886104798571107780492 | TCIA | 10.7937/K9/TCIA.2017.umz8dv6s
HNSCC-01-0080 | ORIGINAL | PT | 207 | 2002-09-21 | PET/CT HEAD & NECK CA | PET_NAC_3D_FDG | 5 | GE MEDICAL SYSTEMS | Discovery RX | 41.04 | Positron Emission Tomography Image Storage | [9 empty] | FDG -- fluorodeoxyglucose | 341137696 | 6588 | 0.97 | CYLINDRICAL RING | 700\153 | NONE | 700 | 1.3.6.1.4.1.14519.5.2.1.1706.8040.136005658261296309200813729364 | 1.3.6.1.4.1.14519.5.2.1.1706.8040.344313611102603975452227189884 | TCIA | 10.7937/K9/TCIA.2017.umz8dv6s
HNSCC-01-0080 | ORIGINAL | PT | 119 | 2002-09-21 | PET/CT HEAD & NECK CA | PET_AC_3D_FDG_H&N | 12 | GE MEDICAL SYSTEMS | Discovery RX | 41.04 | Positron Emission Tomography Image Storage | [9 empty] | FDG -- fluorodeoxyglucose | 341137696 | 6588 | 0.97 | CYLINDRICAL RING | 700\153 | NONE | 700 | 1.3.6.1.4.1.14519.5.2.1.1706.8040.136005658261296309200813729364 | 1.3.6.1.4.1.14519.5.2.1.1706.8040.501882067959813228634393579149 | TCIA | 10.7937/K9/TCIA.2017.umz8dv6s
HNSCC-01-0080 | ORIGINAL | PT | 119 | 2002-09-21 | PET/CT HEAD & NECK CA | 3D_FDG_H&N_NAC | 11 | GE MEDICAL SYSTEMS | Discovery RX | 41.04 | Positron Emission Tomography Image Storage | [9 empty] | FDG -- fluorodeoxyglucose | 341137696 | 6588 | 0.97 | CYLINDRICAL RING | 700\153 | NONE | 700 | 1.3.6.1.4.1.14519.5.2.1.1706.8040.136005658261296309200813729364 | 1.3.6.1.4.1.14519.5.2.1.1706.8040.535414956482274327629047726075 | TCIA | 10.7937/K9/TCIA.2017.umz8dv6s
HNSCC-01-0080 | ORIGINAL | CT | 143 | 2002-12-11 | CT THORAX W/CONTRAST | CHEST | 2 | GE MEDICAL SYSTEMS | LightSpeed VCT | 07MW18.4 | CT Image Storage | 120 | HELICAL MODE | 500 | 420 | 949.075 | 0 | CW | 400 | 39.375 | [8 empty] | 1.3.6.1.4.1.14519.5.2.1.1706.8040.254262502421878925965490450593 | 1.3.6.1.4.1.14519.5.2.1.1706.8040.255584324038268933326981516061 | TCIA | 10.7937/K9/TCIA.2017.umz8dv6s
HNSCC-01-0080 | ORIGINAL | CT | 143 | 2002-12-11 | CT THORAX W/CONTRAST | Recon 2: CHEST | 3 | GE MEDICAL SYSTEMS | LightSpeed VCT | 07MW18.4 | CT Image Storage | 120 | HELICAL MODE | 500 | 420 | 949.075 | 0 | CW | 400 | 39.375 | [8 empty] | 1.3.6.1.4.1.14519.5.2.1.1706.8040.254262502421878925965490450593 | 1.3.6.1.4.1.14519.5.2.1.1706.8040.279134242549760636393484744473 | TCIA | 10.7937/K9/TCIA.2017.umz8dv6s
HNSCC-01-0080 | ORIGINAL | CT | 2 | 2002-12-11 | CT THORAX W/CONTRAST | SCOUT | 1 | GE MEDICAL SYSTEMS | LightSpeed VCT | 07MW18.4 | CT Image Storage | 120 | SCOUT MODE | 500 |  | 949.075 | 0 | CW | 4070 | [9 empty] | 1.3.6.1.4.1.14519.5.2.1.1706.8040.254262502421878925965490450593 | 1.3.6.1.4.1.14519.5.2.1.1706.8040.956497334702830003426102982767 | TCIA | 10.7937/K9/TCIA.2017.umz8dv6s
HNSCC-01-0080 | ORIGINAL | CT | 270 | 2002-12-11 | CT, SOFT TISSUE NECK W | BONE | 3 | GE MEDICAL SYSTEMS | LightSpeed VCT | 07MW18.4 | CT Image Storage | 120 | HELICAL MODE | 500 | 250 | 949.075 | 0 | CW | 1000 | 27.5 | [8 empty] | 1.3.6.1.4.1.14519.5.2.1.1706.8040.625471333752144949124905048707 | 1.3.6.1.4.1.14519.5.2.1.1706.8040.141280133611896474385780966363 | TCIA | 10.7937/K9/TCIA.2017.umz8dv6s
HNSCC-01-0080 | ORIGINAL | CT | 40 | 2002-12-11 | CT, SOFT TISSUE NECK W | ANGLED ORAL, 20 DEG NO IV | 4 | GE MEDICAL SYSTEMS | LightSpeed VCT | 07MW18.4 | CT Image Storage | 120 | AXIAL MODE | 320 | 250 | 949.075 | -12.5 | CW | 1000 | [9 empty] | 1.3.6.1.4.1.14519.5.2.1.1706.8040.625471333752144949124905048707 | 1.3.6.1.4.1.14519.5.2.1.1706.8040.184339328874946489414432863166 | TCIA | 10.7937/K9/TCIA.2017.umz8dv6s
HNSCC-01-0080 | ORIGINAL | CT | 40 | 2002-12-11 | CT, SOFT TISSUE NECK W | BONE | 5 | GE MEDICAL SYSTEMS | LightSpeed VCT | 07MW18.4 | CT Image Storage | 120 | AXIAL MODE | 320 | 250 | 949.075 | -12.5 | CW | 1000 | [9 empty] | 1.3.6.1.4.1.14519.5.2.1.1706.8040.625471333752144949124905048707 | 1.3.6.1.4.1.14519.5.2.1.1706.8040.199364612020117897898707526317 | TCIA | 10.7937/K9/TCIA.2017.umz8dv6s
HNSCC-01-0080 | ORIGINAL | CT | 270 | 2002-12-11 | CT, SOFT TISSUE NECK W | CONTRAST120CC@3CC/S,90S DELAY | 2 | GE MEDICAL SYSTEMS | LightSpeed VCT | 07MW18.4 | CT Image Storage | 120 | HELICAL MODE | 500 | 250 | 949.075 | 0 | CW | 1000 | 27.5 | [8 empty] | 1.3.6.1.4.1.14519.5.2.1.1706.8040.625471333752144949124905048707 | 1.3.6.1.4.1.14519.5.2.1.1706.8040.260185322825763174979779650653 | TCIA | 10.7937/K9/TCIA.2017.umz8dv6s
HNSCC-01-0080 | ORIGINAL | CT | 2 | 2002-12-11 | CT, SOFT TISSUE NECK W | SCOUT/NECK-LARYNX W/CONT | 1 | GE MEDICAL SYSTEMS | LightSpeed VCT | 07MW18.4 | CT Image Storage | 120 | SCOUT MODE | 500 |  | 949.075 | 0 | CW | 4570 | [9 empty] | 1.3.6.1.4.1.14519.5.2.1.1706.8040.625471333752144949124905048707 | 1.3.6.1.4.1.14519.5.2.1.1706.8040.267385968351242793787483367132 | TCIA | 10.7937/K9/TCIA.2017.umz8dv6s
HNSCC-01-0081 | ORIGINAL | PT | 91 | 1999-08-15 | PET/CT HEAD & NECK CA | No AC Recon H&N | 2 | GE MEDICAL SYSTEMS | Discovery ST | 26.14 | Positron Emission Tomography Image Storage | [9 empty] | FDG -- fluorodeoxyglucose | 724472256 | 6588 | 0.97 | CYLINDRICAL RING | 700\157 | RING | 700 | 1.3.6.1.4.1.14519.5.2.1.1706.8040.250644280598360768031208938576 | 1.3.6.1.4.1.14519.5.2.1.1706.8040.119223594230840778349009944243 | TCIA | 10.7937/K9/TCIA.2017.umz8dv6s
HNSCC-01-0081 | ORIGINAL | CT | 223 | 1999-08-15 | PET/CT HEAD & NECK CA | CT Atten Cor Head In | 2 | GE MEDICAL SYSTEMS | Discovery ST | LightSpeedAppsdstm5_goc1_11D_R2.9N.IRIX646.5 | CT Image Storage | 120 | HELICAL MODE | 500 | 500 | 949.075 | 0 | CW | 675 | [9 empty] | 1.3.6.1.4.1.14519.5.2.1.1706.8040.250644280598360768031208938576 | 1.3.6.1.4.1.14519.5.2.1.1706.8040.151230120440982641070141978913 | TCIA | 10.7937/K9/TCIA.2017.umz8dv6s
HNSCC-01-0081 | ORIGINAL | PT | 223 | 1999-08-15 | PET/CT HEAD & NECK CA | No AC Recon | 2 | GE MEDICAL SYSTEMS | Discovery ST | 26.14 | Positron Emission Tomography Image Storage | [9 empty] | FDG -- fluorodeoxyglucose | 724472256 | 6588 | 0.97 | CYLINDRICAL RING | 700\157 | RING | 700 | 1.3.6.1.4.1.14519.5.2.1.1706.8040.250644280598360768031208938576 | 1.3.6.1.4.1.14519.5.2.1.1706.8040.183915657821584746972056174998 | TCIA | 10.7937/K9/TCIA.2017.umz8dv6s
HNSCC-01-0081 | ORIGINAL | PT | 223 | 1999-08-15 | PET/CT HEAD & NECK CA | PET AC | 1 | GE MEDICAL SYSTEMS | Discovery ST | 26.14 | Positron Emission Tomography Image Storage | [9 empty] | FDG -- fluorodeoxyglucose | 724472256 | 6588 | 0.97 | CYLINDRICAL RING | 700\157 | RING | 700 | 1.3.6.1.4.1.14519.5.2.1.1706.8040.250644280598360768031208938576 | 1.3.6.1.4.1.14519.5.2.1.1706.8040.239976139874145809424363536661 | TCIA | 10.7937/K9/TCIA.2017.umz8dv6s
HNSCC-01-0081 | ORIGINAL | PT | 91 | 1999-08-15 | PET/CT HEAD & NECK CA | PET AC H&N | 1 | GE MEDICAL SYSTEMS | Discovery ST | 26.14 | Positron Emission Tomography Image Storage | [9 empty] | FDG -- fluorodeoxyglucose | 724472256 | 6588 | 0.97 | CYLINDRICAL RING | 700\157 | RING | 700 | 1.3.6.1.4.1.14519.5.2.1.1706.8040.250644280598360768031208938576 | 1.3.6.1.4.1.14519.5.2.1.1706.8040.310251127944713187408945833562 | TCIA | 10.7937/K9/TCIA.2017.umz8dv6s
HNSCC-01-0081 | NULL | RTPLAN | 1 | 1999-08-16 | RT SIMULATION | NULL | 1 | ADAC | Pinnacle3 | 9.8 | RT Plan Storage | [17 empty] | 1.3.6.1.4.1.14519.5.2.1.1706.8040.163483760945665260547794933991 | 1.3.6.1.4.1.14519.5.2.1.1706.8040.184591267891015632573412328857 | TCIA | 10.7937/K9/TCIA.2017.umz8dv6s
HNSCC-01-0081 | NULL | RTDOSE | 1 | 1999-08-16 | RT SIMULATION | NULL | 1 | ADAC | Pinnacle3 | 9.8 | RT Dose Storage | [17 empty] | 1.3.6.1.4.1.14519.5.2.1.1706.8040.163483760945665260547794933991 | 1.3.6.1.4.1.14519.5.2.1.1706.8040.275962035019893289261461033444 | TCIA | 10.7937/K9/TCIA.2017.umz8dv6s
HNSCC-01-0081 | NULL | RTSTRUCT | 1 | 1999-08-16 | RT SIMULATION | NULL | 1 | ADAC | Pinnacle3 | 9.8 | RT Structure Set Storage | [17 empty] | 1.3.6.1.4.1.14519.5.2.1.1706.8040.163483760945665260547794933991 | 1.3.6.1.4.1.14519.5.2.1.1706.8040.639143157861617409016612459079 | TCIA | 10.7937/K9/TCIA.2017.umz8dv6s
HNSCC-01-0081 | ORIGINAL | CT | 155 | 1999-08-16 | RT SIMULATION | NULL | NULL | Philips Medical Systems | PQ5000 | 4.9.1/5.0.2 | CT Image Storage | 130 |  | 512 | 512 |  | 0 | CC | [10 empty] | 1.3.6.1.4.1.14519.5.2.1.1706.8040.163483760945665260547794933991 | 1.3.6.1.4.1.14519.5.2.1.1706.8040.275430449343962751502690968943 | TCIA | 10.7937/K9/TCIA.2017.umz8dv6s
HNSCC-01-0081 | ORIGINAL | PT | 91 | 1999-11-08 | PET/CT HEAD & NECK CA | PET_AC_HEAD | 10 | GE MEDICAL SYSTEMS | Discovery STE | 41.04 | Positron Emission Tomography Image Storage | [9 empty] | FDG -- fluorodeoxyglucose | 598029568 | 6588 | 0.97 | CYLINDRICAL RING | 700\153 | RING | 700 | 1.3.6.1.4.1.14519.5.2.1.1706.8040.229250282462823751194760702323 | 1.3.6.1.4.1.14519.5.2.1.1706.8040.745953822225815520338331327802 | TCIA | 10.7937/K9/TCIA.2017.umz8dv6s
HNSCC-01-0081 | ORIGINAL | CT | 223 | 1999-11-08 | PET/CT HEAD & NECK CA | CT Atten Cor Head IN | 2 | GE MEDICAL SYSTEMS | Discovery STE | pet_vct_hp.80 | CT Image Storage | 120 | HELICAL MODE | 500 | 500 | 949.075 | 0 | CW | 566 | 27.5 | [8 empty] | 1.3.6.1.4.1.14519.5.2.1.1706.8040.229250282462823751194760702323 | 1.3.6.1.4.1.14519.5.2.1.1706.8040.921523773161352335904594862701 | TCIA | 10.7937/K9/TCIA.2017.umz8dv6s
HNSCC-01-0082 | NULL | RTPLAN | 1 | 1999-07-05 | RT SIMULATION | NULL | 1 | ADAC | Pinnacle3 | 9.8 | RT Plan Storage | [17 empty] | 1.3.6.1.4.1.14519.5.2.1.1706.8040.195168892777171146277009978380 | 1.3.6.1.4.1.14519.5.2.1.1706.8040.217670384322536929779333820256 | TCIA | 10.7937/K9/TCIA.2017.umz8dv6s
HNSCC-01-0082 | NULL | RTDOSE | 1 | 1999-07-05 | RT SIMULATION | NULL | 1 | ADAC | Pinnacle3 | 9.8 | RT Dose Storage | [17 empty] | 1.3.6.1.4.1.14519.5.2.1.1706.8040.195168892777171146277009978380 | 1.3.6.1.4.1.14519.5.2.1.1706.8040.227369522484566075078950855181 | TCIA | 10.7937/K9/TCIA.2017.umz8dv6s
HNSCC-01-0082 | NULL | RTSTRUCT | 1 | 1999-07-05 | RT SIMULATION | NULL | 1 | ADAC | Pinnacle3 | 9.8 | RT Structure Set Storage | [17 empty] | 1.3.6.1.4.1.14519.5.2.1.1706.8040.195168892777171146277009978380 | 1.3.6.1.4.1.14519.5.2.1.1706.8040.282801549235426659350722444132 | TCIA | 10.7937/K9/TCIA.2017.umz8dv6s
HNSCC-01-0082 | ORIGINAL | CT | 110 | 1999-07-05 | RT SIMULATION | NULL | NULL | Philips Medical Systems | PQ5000 | 4.9.1/5.0.2 | CT Image Storage | 130 |  | 480 | 480 |  | 0 | CC | [10 empty] | 1.3.6.1.4.1.14519.5.2.1.1706.8040.195168892777171146277009978380 | 1.3.6.1.4.1.14519.5.2.1.1706.8040.335058749606495933931556690380 | TCIA | 10.7937/K9/TCIA.2017.umz8dv6s
HNSCC-01-0082 | ORIGINAL | PT | 223 | 1999-07-10 | PET/CT HEAD&NECK CA IN | PET_AC | 4 | GE MEDICAL SYSTEMS | Discovery STE | 41.04 | Positron Emission Tomography Image Storage | [9 empty] | FDG -- fluorodeoxyglucose | 557414592 | 6588 | 0.97 | CYLINDRICAL RING | 700\153 | RING | 700 | 1.3.6.1.4.1.14519.5.2.1.1706.8040.152614769399832473919145031802 | 1.3.6.1.4.1.14519.5.2.1.1706.8040.190929306648447251367742621577 | TCIA | 10.7937/K9/TCIA.2017.umz8dv6s
HNSCC-01-0082 | ORIGINAL | CT | 223 | 1999-07-10 | PET/CT HEAD&NECK CA IN | CT Atten Cor Head IN | 2 | GE MEDICAL SYSTEMS | Discovery STE | pet_vct_hp.80 | CT Image Storage | 120 | HELICAL MODE | 500 | 500 | 949.075 | 0 | CW | 566 | 27.5 | [8 empty] | 1.3.6.1.4.1.14519.5.2.1.1706.8040.152614769399832473919145031802 | 1.3.6.1.4.1.14519.5.2.1.1706.8040.222409709172331102599808355792 | TCIA | 10.7937/K9/TCIA.2017.umz8dv6s
HNSCC-01-0082 | ORIGINAL | PT | 91 | 1999-07-10 | PET/CT HEAD&NECK CA IN | PET_AC | 5 | GE MEDICAL SYSTEMS | Discovery STE | 41.04 | Positron Emission Tomography Image Storage | [9 empty] | FDG -- fluorodeoxyglucose | 557414592 | 6588 | 0.97 | CYLINDRICAL RING | 700\153 | RING | 700 | 1.3.6.1.4.1.14519.5.2.1.1706.8040.156759029847423037744140539301 | 1.3.6.1.4.1.14519.5.2.1.1706.8040.310515995084871190055500055020 | TCIA | 10.7937/K9/TCIA.2017.umz8dv6s
HNSCC-01-0082 | ORIGINAL | PT | 91 | 1999-07-10 | PET/CT HEAD&NECK CA IN | PET_NAC | 6 | GE MEDICAL SYSTEMS | Discovery STE | 41.04 | Positron Emission Tomography Image Storage | [9 empty] | FDG -- fluorodeoxyglucose | 557414592 | 6588 | 0.97 | CYLINDRICAL RING | 700\153 | RING | 700 | 1.3.6.1.4.1.14519.5.2.1.1706.8040.156759029847423037744140539301 | 1.3.6.1.4.1.14519.5.2.1.1706.8040.529162544134222114392934500571 | TCIA | 10.7937/K9/TCIA.2017.umz8dv6s
HNSCC-01-0082 | ORIGINAL | PT | 223 | 1999-07-10 | PET/CT HEAD&NECK CA IN | PET_NAC | 5 | GE MEDICAL SYSTEMS | Discovery STE | 41.04 | Positron Emission Tomography Image Storage | [9 empty] | FDG -- fluorodeoxyglucose | 557414592 | 6588 | 0.97 | CYLINDRICAL RING | 700\153 | RING | 700 | 1.3.6.1.4.1.14519.5.2.1.1706.8040.152614769399832473919145031802 | 1.3.6.1.4.1.14519.5.2.1.1706.8040.570459104990974801203256297872 | TCIA | 10.7937/K9/TCIA.2017.umz8dv6s
HNSCC-01-0082 | ORIGINAL | PT | 91 | 1999-10-19 | PET/CT HEAD & NECK CA | PET_AC_HEAD | 10 | GE MEDICAL SYSTEMS | Discovery RX | 41.04 | Positron Emission Tomography Image Storage | [9 empty] | FDG -- fluorodeoxyglucose | 583621568 | 6588 | 0.97 | CYLINDRICAL RING | 700\153 | RING | 700 | 1.3.6.1.4.1.14519.5.2.1.1706.8040.201799037348959471243549051040 | 1.3.6.1.4.1.14519.5.2.1.1706.8040.139024555973770754671003925860 | TCIA | 10.7937/K9/TCIA.2017.umz8dv6s
HNSCC-01-0082 | ORIGINAL | PT | 91 | 1999-10-19 | PET/CT HEAD & NECK CA | PET_NAC_HEAD | 11 | GE MEDICAL SYSTEMS | Discovery RX | 41.04 | Positron Emission Tomography Image Storage | [9 empty] | FDG -- fluorodeoxyglucose | 583621568 | 6588 | 0.97 | CYLINDRICAL RING | 700\153 | RING | 700 | 1.3.6.1.4.1.14519.5.2.1.1706.8040.201799037348959471243549051040 | 1.3.6.1.4.1.14519.5.2.1.1706.8040.193416631002718618375186580611 | TCIA | 10.7937/K9/TCIA.2017.umz8dv6s
HNSCC-01-0082 | ORIGINAL | PT | 223 | 1999-10-19 | PET/CT HEAD & NECK CA | PET_AC | 4 | GE MEDICAL SYSTEMS | Discovery RX | 41.04 | Positron Emission Tomography Image Storage | [9 empty] | FDG -- fluorodeoxyglucose | 583621568 | 6588 | 0.97 | CYLINDRICAL RING | 700\153 | RING | 700 | 1.3.6.1.4.1.14519.5.2.1.1706.8040.201799037348959471243549051040 | 1.3.6.1.4.1.14519.5.2.1.1706.8040.244647705450049490458367393936 | TCIA | 10.7937/K9/TCIA.2017.umz8dv6s
HNSCC-01-0082 | ORIGINAL | PT | 223 | 1999-10-19 | PET/CT HEAD & NECK CA | PET_NAC | 5 | GE MEDICAL SYSTEMS | Discovery RX | 41.04 | Positron Emission Tomography Image Storage | [9 empty] | FDG -- fluorodeoxyglucose | 583621568 | 6588 | 0.97 | CYLINDRICAL RING | 700\153 | RING | 700 | 1.3.6.1.4.1.14519.5.2.1.1706.8040.201799037348959471243549051040 | 1.3.6.1.4.1.14519.5.2.1.1706.8040.479314052776610855704085678777 | TCIA | 10.7937/K9/TCIA.2017.umz8dv6s
HNSCC-01-0082 | ORIGINAL | CT | 223 | 1999-10-19 | PET/CT HEAD & NECK CA | CT Atten Cor Head IN | 2 | GE MEDICAL SYSTEMS | Discovery RX | pet_vct_hp.80 | CT Image Storage | 120 | HELICAL MODE | 500 | 500 | 949.075 | 0 | CW | 566 | 27.5 | [8 empty] | 1.3.6.1.4.1.14519.5.2.1.1706.8040.201799037348959471243549051040 | 1.3.6.1.4.1.14519.5.2.1.1706.8040.734796019506847166910146354104 | TCIA | 10.7937/K9/TCIA.2017.umz8dv6s
HNSCC-01-0083 | ORIGINAL | PT | 91 | 1999-06-15 | PET/CT HEAD&NECK CA IN | PET_AC | 5 | GE MEDICAL SYSTEMS | Discovery STE | 41.04 | Positron Emission Tomography Image Storage | [9 empty] | FDG -- fluorodeoxyglucose | 580009024 | 6588 | 0.97 | CYLINDRICAL RING | 700\153 | RING | 700 | 1.3.6.1.4.1.14519.5.2.1.1706.8040.255753391175020711778695056818 | 1.3.6.1.4.1.14519.5.2.1.1706.8040.286844746947363892784690482056 | TCIA | 10.7937/K9/TCIA.2017.umz8dv6s
HNSCC-01-0083 | ORIGINAL | PT | 91 | 1999-06-15 | PET/CT HEAD&NECK CA IN | PET_NAC | 6 | GE MEDICAL SYSTEMS | Discovery STE | 41.04 | Positron Emission Tomography Image Storage | [9 empty] | FDG -- fluorodeoxyglucose | 580009024 | 6588 | 0.97 | CYLINDRICAL RING | 700\153 | RING | 700 | 1.3.6.1.4.1.14519.5.2.1.1706.8040.255753391175020711778695056818 | 1.3.6.1.4.1.14519.5.2.1.1706.8040.293229390166610955024038893849 | TCIA | 10.7937/K9/TCIA.2017.umz8dv6s
HNSCC-01-0083 | ORIGINAL | CT | 223 | 1999-06-15 | PET/CT HEAD&NECK CA IN | CT Atten Cor Head IN | 2 | GE MEDICAL SYSTEMS | Discovery STE | pet_vct_hp.80 | CT Image Storage | 120 | HELICAL MODE | 500 | 500 | 949.075 | 0 | CW | 566 | 27.5 | [8 empty] | 1.3.6.1.4.1.14519.5.2.1.1706.8040.955155714762913170287637091078 | 1.3.6.1.4.1.14519.5.2.1.1706.8040.473478460211198938271664019503 | TCIA | 10.7937/K9/TCIA.2017.umz8dv6s
HNSCC-01-0083 | ORIGINAL | PT | 223 | 1999-06-15 | PET/CT HEAD&NECK CA IN | PET_AC | 4 | GE MEDICAL SYSTEMS | Discovery STE | 41.04 | Positron Emission Tomography Image Storage | [9 empty] | FDG -- fluorodeoxyglucose | 580009024 | 6588 | 0.97 | CYLINDRICAL RING | 700\153 | RING | 700 | 1.3.6.1.4.1.14519.5.2.1.1706.8040.955155714762913170287637091078 | 1.3.6.1.4.1.14519.5.2.1.1706.8040.722658298507000008234151552479 | TCIA | 10.7937/K9/TCIA.2017.umz8dv6s
HNSCC-01-0083 | ORIGINAL | PT | 223 | 1999-06-15 | PET/CT HEAD&NECK CA IN | PET_NAC | 5 | GE MEDICAL SYSTEMS | Discovery STE | 41.04 | Positron Emission Tomography Image Storage | [9 empty] | FDG -- fluorodeoxyglucose | 580009024 | 6588 | 0.97 | CYLINDRICAL RING | 700\153 | RING | 700 | 1.3.6.1.4.1.14519.5.2.1.1706.8040.955155714762913170287637091078 | 1.3.6.1.4.1.14519.5.2.1.1706.8040.736913631570540864487782504309 | TCIA | 10.7937/K9/TCIA.2017.umz8dv6s
HNSCC-01-0083 | NULL | RTPLAN | 1 | 1999-07-12 | RT SIMULATION | NULL | 1 | ADAC | Pinnacle3 | 9.8 | RT Plan Storage | [17 empty] | 1.3.6.1.4.1.14519.5.2.1.1706.8040.448182559178916279970274033147 | 1.3.6.1.4.1.14519.5.2.1.1706.8040.135024046046234715415275816877 | TCIA | 10.7937/K9/TCIA.2017.umz8dv6s
HNSCC-01-0083 | NULL | RTSTRUCT | 1 | 1999-07-12 | RT SIMULATION | NULL | 1 | ADAC | Pinnacle3 | 9.8 | RT Structure Set Storage | [17 empty] | 1.3.6.1.4.1.14519.5.2.1.1706.8040.448182559178916279970274033147 | 1.3.6.1.4.1.14519.5.2.1.1706.8040.152150514618143140132408274769 | TCIA | 10.7937/K9/TCIA.2017.umz8dv6s
HNSCC-01-0083 | NULL | RTDOSE | 1 | 1999-07-12 | RT SIMULATION | NULL | 1 | ADAC | Pinnacle3 | 9.8 | RT Dose Storage | [17 empty] | 1.3.6.1.4.1.14519.5.2.1.1706.8040.448182559178916279970274033147 | 1.3.6.1.4.1.14519.5.2.1.1706.8040.258501331185124250264759849935 | TCIA | 10.7937/K9/TCIA.2017.umz8dv6s
HNSCC-01-0083 | ORIGINAL | CT | 159 | 1999-07-12 | RT SIMULATION | NULL | 4 | Philips | Mx8000 IDT 16 | 4.0.0 | CT Image Storage | 120 | HELIX | 500 | 500 |  | 0 | CW | [10 empty] | 1.3.6.1.4.1.14519.5.2.1.1706.8040.448182559178916279970274033147 | 1.3.6.1.4.1.14519.5.2.1.1706.8040.511230869757923198060778878434 | TCIA | 10.7937/K9/TCIA.2017.umz8dv6s
HNSCC-01-0083 | ORIGINAL | PT | 247 | 2001-04-09 | PET/CT HEAD & NECK CA | PET_NAC_3D_FDG | 4 | GE MEDICAL SYSTEMS | Discovery RX | 41.04 | Positron Emission Tomography Image Storage | [9 empty] | FDG -- fluorodeoxyglucose | 358164256 | 6588 | 0.97 | CYLINDRICAL RING | 700\153 | NONE | 700 | 1.3.6.1.4.1.14519.5.2.1.1706.8040.817913544937184370608401074039 | 1.3.6.1.4.1.14519.5.2.1.1706.8040.128968858136355926314446867575 | TCIA | 10.7937/K9/TCIA.2017.umz8dv6s
HNSCC-01-0083 | ORIGINAL | CT | 247 | 2001-04-09 | PET/CT HEAD & NECK CA | CT Soft | 2 | GE MEDICAL SYSTEMS | Discovery RX | 07MWDVCT36.4 | CT Image Storage | 120 | HELICAL MODE | 500 | 500 | 949.075 | 0 | CW | 500 | 55 | [8 empty] | 1.3.6.1.4.1.14519.5.2.1.1706.8040.817913544937184370608401074039 | 1.3.6.1.4.1.14519.5.2.1.1706.8040.227497146863728524937701005015 | TCIA | 10.7937/K9/TCIA.2017.umz8dv6s
HNSCC-01-0083 | ORIGINAL | PT | 87 | 2001-04-09 | PET/CT HEAD & NECK CA | 3D_FDG_H&N_NAC | 10 | GE MEDICAL SYSTEMS | Discovery RX | 41.04 | Positron Emission Tomography Image Storage | [9 empty] | FDG -- fluorodeoxyglucose | 358164256 | 6588 | 0.97 | CYLINDRICAL RING | 700\153 | NONE | 700 | 1.3.6.1.4.1.14519.5.2.1.1706.8040.817913544937184370608401074039 | 1.3.6.1.4.1.14519.5.2.1.1706.8040.554898412192547741438018075258 | TCIA | 10.7937/K9/TCIA.2017.umz8dv6s
HNSCC-01-0083 | ORIGINAL | PT | 87 | 2001-04-09 | PET/CT HEAD & NECK CA | PET_AC_3D_FDG_H&N | 11 | GE MEDICAL SYSTEMS | Discovery RX | 41.04 | Positron Emission Tomography Image Storage | [9 empty] | FDG -- fluorodeoxyglucose | 358164256 | 6588 | 0.97 | CYLINDRICAL RING | 700\153 | NONE | 700 | 1.3.6.1.4.1.14519.5.2.1.1706.8040.817913544937184370608401074039 | 1.3.6.1.4.1.14519.5.2.1.1706.8040.665439195521117342005706000577 | TCIA | 10.7937/K9/TCIA.2017.umz8dv6s
HNSCC-01-0083 | ORIGINAL | PT | 247 | 2001-04-09 | PET/CT HEAD & NECK CA | PET_AC_3D_FDG | 5 | GE MEDICAL SYSTEMS | Discovery RX | 41.04 | Positron Emission Tomography Image Storage | [9 empty] | FDG -- fluorodeoxyglucose | 358164256 | 6588 | 0.97 | CYLINDRICAL RING | 700\153 | NONE | 700 | 1.3.6.1.4.1.14519.5.2.1.1706.8040.817913544937184370608401074039 | 1.3.6.1.4.1.14519.5.2.1.1706.8040.745823146790078072973444179031 | TCIA | 10.7937/K9/TCIA.2017.umz8dv6s
HNSCC-01-0084 | ORIGINAL | CT | 223 | 1999-07-19 | PET HEAD AND NECK INIT | CT Atten Cor Head IN | 2 | GE MEDICAL SYSTEMS | Discovery RX | pet_vct_hp.80 | CT Image Storage | 120 | HELICAL MODE | 500 | 500 | 949.075 | 0 | CW | 566 | 27.5 | [8 empty] | 1.3.6.1.4.1.14519.5.2.1.1706.8040.528990553203747276248989896223 | 1.3.6.1.4.1.14519.5.2.1.1706.8040.232279565461306462322403281381 | TCIA | 10.7937/K9/TCIA.2017.umz8dv6s
HNSCC-01-0084 | ORIGINAL | PT | 223 | 1999-07-19 | PET HEAD AND NECK INIT | PET_AC | 4 | GE MEDICAL SYSTEMS | Discovery RX | 41.04 | Positron Emission Tomography Image Storage | [9 empty] | FDG -- fluorodeoxyglucose | 679069312 | 6588 | 0.97 | CYLINDRICAL RING | 700\153 | RING | 700 | 1.3.6.1.4.1.14519.5.2.1.1706.8040.528990553203747276248989896223 | 1.3.6.1.4.1.14519.5.2.1.1706.8040.291726661306426861235419054572 | TCIA | 10.7937/K9/TCIA.2017.umz8dv6s
HNSCC-01-0084 | ORIGINAL | PT | 91 | 1999-07-19 | PET HEAD AND NECK INIT | PET_AC | 5 | GE MEDICAL SYSTEMS | Discovery RX | 41.04 | Positron Emission Tomography Image Storage | [9 empty] | FDG -- fluorodeoxyglucose | 679069312 | 6588 | 0.97 | CYLINDRICAL RING | 700\153 | RING | 700 | 1.3.6.1.4.1.14519.5.2.1.1706.8040.123256494792499064671093372169 | 1.3.6.1.4.1.14519.5.2.1.1706.8040.324985954910272268907077931078 | TCIA | 10.7937/K9/TCIA.2017.umz8dv6s
HNSCC-01-0084 | ORIGINAL | PT | 91 | 1999-07-19 | PET HEAD AND NECK INIT | PET_NAC | 6 | GE MEDICAL SYSTEMS | Discovery RX | 41.04 | Positron Emission Tomography Image Storage | [9 empty] | FDG -- fluorodeoxyglucose | 679069312 | 6588 | 0.97 | CYLINDRICAL RING | 700\153 | RING | 700 | 1.3.6.1.4.1.14519.5.2.1.1706.8040.123256494792499064671093372169 | 1.3.6.1.4.1.14519.5.2.1.1706.8040.335893055316905255277332762403 | TCIA | 10.7937/K9/TCIA.2017.umz8dv6s
HNSCC-01-0084 | ORIGINAL | PT | 223 | 1999-07-19 | PET HEAD AND NECK INIT | PET_NAC | 5 | GE MEDICAL SYSTEMS | Discovery RX | 41.04 | Positron Emission Tomography Image Storage | [9 empty] | FDG -- fluorodeoxyglucose | 679069312 | 6588 | 0.97 | CYLINDRICAL RING | 700\153 | RING | 700 | 1.3.6.1.4.1.14519.5.2.1.1706.8040.528990553203747276248989896223 | 1.3.6.1.4.1.14519.5.2.1.1706.8040.549751837817787235741235174290 | TCIA | 10.7937/K9/TCIA.2017.umz8dv6s
HNSCC-01-0084 | NULL | RTPLAN | 1 | 1999-07-20 | RT SIMULATION | NULL | 1 | ADAC | Pinnacle3 | 9.8 | RT Plan Storage | [17 empty] | 1.3.6.1.4.1.14519.5.2.1.1706.8040.326779104296223313589963379185 | 1.3.6.1.4.1.14519.5.2.1.1706.8040.132795495744466847692382848071 | TCIA | 10.7937/K9/TCIA.2017.umz8dv6s
HNSCC-01-0084 | NULL | RTDOSE | 1 | 1999-07-20 | RT SIMULATION | NULL | 1 | ADAC | Pinnacle3 | 9.8 | RT Dose Storage | [17 empty] | 1.3.6.1.4.1.14519.5.2.1.1706.8040.326779104296223313589963379185 | 1.3.6.1.4.1.14519.5.2.1.1706.8040.277041683285276310449960558789 | TCIA | 10.7937/K9/TCIA.2017.umz8dv6s
HNSCC-01-0084 | NULL | RTSTRUCT | 1 | 1999-07-20 | RT SIMULATION | NULL | 1 | ADAC | Pinnacle3 | 9.8 | RT Structure Set Storage | [17 empty] | 1.3.6.1.4.1.14519.5.2.1.1706.8040.326779104296223313589963379185 | 1.3.6.1.4.1.14519.5.2.1.1706.8040.363614669205897266838620878354 | TCIA | 10.7937/K9/TCIA.2017.umz8dv6s
HNSCC-01-0084 | ORIGINAL | CT | 160 | 1999-07-20 | RT SIMULATION | NULL | NULL | Philips Medical Systems | PQ5000 | 4.9.1/5.0.2 | CT Image Storage | 130 |  | 480 | 480 |  | 0 | CC | [10 empty] | 1.3.6.1.4.1.14519.5.2.1.1706.8040.326779104296223313589963379185 | 1.3.6.1.4.1.14519.5.2.1.1706.8040.437995973374975486590679235958 | TCIA | 10.7937/K9/TCIA.2017.umz8dv6s
HNSCC-01-0084 | ORIGINAL | PT | 91 | 1999-11-21 | PET/CT HEAD & NECK CA | PET_NAC_HEAD | 11 | GE MEDICAL SYSTEMS | Discovery STE | 41.04 | Positron Emission Tomography Image Storage | [9 empty] | FDG -- fluorodeoxyglucose | 582446848 | 6588 | 0.97 | CYLINDRICAL RING | 700\153 | RING | 700 | 1.3.6.1.4.1.14519.5.2.1.1706.8040.818594283186998983866871243323 | 1.3.6.1.4.1.14519.5.2.1.1706.8040.166381120919902420590876268968 | TCIA | 10.7937/K9/TCIA.2017.umz8dv6s
HNSCC-01-0084 | ORIGINAL | CT | 223 | 1999-11-21 | PET/CT HEAD & NECK CA | CT Atten Cor Head IN | 2 | GE MEDICAL SYSTEMS | Discovery STE | pet_vct_hp.80 | CT Image Storage | 120 | HELICAL MODE | 500 | 500 | 949.075 | 0 | CW | 566 | 27.5 | [8 empty] | 1.3.6.1.4.1.14519.5.2.1.1706.8040.818594283186998983866871243323 | 1.3.6.1.4.1.14519.5.2.1.1706.8040.200628548560663699132488487396 | TCIA | 10.7937/K9/TCIA.2017.umz8dv6s
HNSCC-01-0084 | ORIGINAL | PT | 223 | 1999-11-21 | PET/CT HEAD & NECK CA | PET_AC | 4 | GE MEDICAL SYSTEMS | Discovery STE | 41.04 | Positron Emission Tomography Image Storage | [9 empty] | FDG -- fluorodeoxyglucose | 582446848 | 6588 | 0.97 | CYLINDRICAL RING | 700\153 | RING | 700 | 1.3.6.1.4.1.14519.5.2.1.1706.8040.818594283186998983866871243323 | 1.3.6.1.4.1.14519.5.2.1.1706.8040.220752918974508733468042452049 | TCIA | 10.7937/K9/TCIA.2017.umz8dv6s
HNSCC-01-0084 | ORIGINAL | PT | 91 | 1999-11-21 | PET/CT HEAD & NECK CA | PET_AC_HEAD | 10 | GE MEDICAL SYSTEMS | Discovery STE | 41.04 | Positron Emission Tomography Image Storage | [9 empty] | FDG -- fluorodeoxyglucose | 582446848 | 6588 | 0.97 | CYLINDRICAL RING | 700\153 | RING | 700 | 1.3.6.1.4.1.14519.5.2.1.1706.8040.818594283186998983866871243323 | 1.3.6.1.4.1.14519.5.2.1.1706.8040.222974394759350270609032877413 | TCIA | 10.7937/K9/TCIA.2017.umz8dv6s
HNSCC-01-0084 | ORIGINAL | PT | 223 | 1999-11-21 | PET/CT HEAD & NECK CA | PET_NAC | 5 | GE MEDICAL SYSTEMS | Discovery STE | 41.04 | Positron Emission Tomography Image Storage | [9 empty] | FDG -- fluorodeoxyglucose | 582446848 | 6588 | 0.97 | CYLINDRICAL RING | 700\153 | RING | 700 | 1.3.6.1.4.1.14519.5.2.1.1706.8040.818594283186998983866871243323 | 1.3.6.1.4.1.14519.5.2.1.1706.8040.321824669455080734012425580689 | TCIA | 10.7937/K9/TCIA.2017.umz8dv6s
HNSCC-01-0085 | ORIGINAL | PT | 223 | 1999-06-21 | PET/CT HEAD&NECK CA IN | PET_NAC | 5 | GE MEDICAL SYSTEMS | Discovery STE | 41.04 | Positron Emission Tomography Image Storage | [9 empty] | FDG -- fluorodeoxyglucose | 673195264 | 6588 | 0.97 | CYLINDRICAL RING | 700\153 | RING | 700 | 1.3.6.1.4.1.14519.5.2.1.1706.8040.476980197499464852830651746566 | 1.3.6.1.4.1.14519.5.2.1.1706.8040.120693939780386909057917266663 | TCIA | 10.7937/K9/TCIA.2017.umz8dv6s
HNSCC-01-0085 | ORIGINAL | PT | 91 | 1999-06-21 | PET/CT HEAD&NECK CA IN | PET_NAC | 6 | GE MEDICAL SYSTEMS | Discovery STE | 41.04 | Positron Emission Tomography Image Storage | [9 empty] | FDG -- fluorodeoxyglucose | 673195264 | 6588 | 0.97 | CYLINDRICAL RING | 700\153 | RING | 700 | 1.3.6.1.4.1.14519.5.2.1.1706.8040.289113142934449716687548582578 | 1.3.6.1.4.1.14519.5.2.1.1706.8040.145899903899306938712443437189 | TCIA | 10.7937/K9/TCIA.2017.umz8dv6s
HNSCC-01-0085 | ORIGINAL | PT | 223 | 1999-06-21 | PET/CT HEAD&NECK CA IN | PET_AC | 4 | GE MEDICAL SYSTEMS | Discovery STE | 41.04 | Positron Emission Tomography Image Storage | [9 empty] | FDG -- fluorodeoxyglucose | 673195264 | 6588 | 0.97 | CYLINDRICAL RING | 700\153 | RING | 700 | 1.3.6.1.4.1.14519.5.2.1.1706.8040.476980197499464852830651746566 | 1.3.6.1.4.1.14519.5.2.1.1706.8040.277461586745365543537975374877 | TCIA | 10.7937/K9/TCIA.2017.umz8dv6s
HNSCC-01-0085 | ORIGINAL | CT | 223 | 1999-06-21 | PET/CT HEAD&NECK CA IN | CT Atten Cor Head IN | 2 | GE MEDICAL SYSTEMS | Discovery STE | pet_vct_hp.80 | CT Image Storage | 120 | HELICAL MODE | 500 | 500 | 949.075 | 0 | CW | 566 | 27.5 | [8 empty] | 1.3.6.1.4.1.14519.5.2.1.1706.8040.476980197499464852830651746566 | 1.3.6.1.4.1.14519.5.2.1.1706.8040.302566914728230733160047120260 | TCIA | 10.7937/K9/TCIA.2017.umz8dv6s
HNSCC-01-0085 | ORIGINAL | PT | 91 | 1999-06-21 | PET/CT HEAD&NECK CA IN | PET_AC | 5 | GE MEDICAL SYSTEMS | Discovery STE | 41.04 | Positron Emission Tomography Image Storage | [9 empty] | FDG -- fluorodeoxyglucose | 673195264 | 6588 | 0.97 | CYLINDRICAL RING | 700\153 | RING | 700 | 1.3.6.1.4.1.14519.5.2.1.1706.8040.289113142934449716687548582578 | 1.3.6.1.4.1.14519.5.2.1.1706.8040.360540222303376674683806117957 | TCIA | 10.7937/K9/TCIA.2017.umz8dv6s
HNSCC-01-0085 | NULL | RTDOSE | 1 | 1999-09-21 | RT SIMULATION | NULL | 1 | ADAC | Pinnacle3 | 9.8 | RT Dose Storage | [17 empty] | 1.3.6.1.4.1.14519.5.2.1.1706.8040.868135174675799244723463514635 | 1.3.6.1.4.1.14519.5.2.1.1706.8040.238326120189173142931469002151 | TCIA | 10.7937/K9/TCIA.2017.umz8dv6s
HNSCC-01-0085 | NULL | RTPLAN | 1 | 1999-09-21 | RT SIMULATION | NULL | 1 | ADAC | Pinnacle3 | 9.8 | RT Plan Storage | [17 empty] | 1.3.6.1.4.1.14519.5.2.1.1706.8040.868135174675799244723463514635 | 1.3.6.1.4.1.14519.5.2.1.1706.8040.292221272123402555584532066376 | TCIA | 10.7937/K9/TCIA.2017.umz8dv6s
HNSCC-01-0085 | NULL | RTSTRUCT | 1 | 1999-09-21 | RT SIMULATION | NULL | 1 | ADAC | Pinnacle3 | 9.8 | RT Structure Set Storage | [17 empty] | 1.3.6.1.4.1.14519.5.2.1.1706.8040.868135174675799244723463514635 | 1.3.6.1.4.1.14519.5.2.1.1706.8040.436225424956199492047862758148 | TCIA | 10.7937/K9/TCIA.2017.umz8dv6s
HNSCC-01-0085 | ORIGINAL | CT | 123 | 1999-09-21 | RT SIMULATION | NULL | 2 | Philips | Mx8000 IDT 16 | 4.0.0 | CT Image Storage | 120 | HELIX | 500 | 500 |  | 0 | CW | [10 empty] | 1.3.6.1.4.1.14519.5.2.1.1706.8040.868135174675799244723463514635 | 1.3.6.1.4.1.14519.5.2.1.1706.8040.354306858011937117928703333945 | TCIA | 10.7937/K9/TCIA.2017.umz8dv6s
HNSCC-01-0085 | ORIGINAL | PT | 223 | 2000-02-28 | PET/CT HEAD & NECK CA | PET_AC | 4 | GE MEDICAL SYSTEMS | Discovery STE | 41.04 | Positron Emission Tomography Image Storage | [9 empty] | FDG -- fluorodeoxyglucose | 539549248 | 6588 | 0.97 | CYLINDRICAL RING | 700\153 | RING | 700 | 1.3.6.1.4.1.14519.5.2.1.1706.8040.118102542441029132331965574159 | 1.3.6.1.4.1.14519.5.2.1.1706.8040.193226270877526354555027858809 | TCIA | 10.7937/K9/TCIA.2017.umz8dv6s
HNSCC-01-0085 | ORIGINAL | PT | 91 | 2000-02-28 | PET/CT HEAD & NECK CA | PET_NAC_HEAD | 11 | GE MEDICAL SYSTEMS | Discovery STE | 41.04 | Positron Emission Tomography Image Storage | [9 empty] | FDG -- fluorodeoxyglucose | 539549248 | 6588 | 0.97 | CYLINDRICAL RING | 700\153 | RING | 700 | 1.3.6.1.4.1.14519.5.2.1.1706.8040.118102542441029132331965574159 | 1.3.6.1.4.1.14519.5.2.1.1706.8040.222221244617318382790112425065 | TCIA | 10.7937/K9/TCIA.2017.umz8dv6s
HNSCC-01-0085 | ORIGINAL | CT | 223 | 2000-02-28 | PET/CT HEAD & NECK CA | CT Atten Cor Head IN | 2 | GE MEDICAL SYSTEMS | Discovery STE | pet_vct_hp.80 | CT Image Storage | 120 | HELICAL MODE | 500 | 500 | 949.075 | 0 | CW | 566 | 27.5 | [8 empty] | 1.3.6.1.4.1.14519.5.2.1.1706.8040.118102542441029132331965574159 | 1.3.6.1.4.1.14519.5.2.1.1706.8040.297674801126368531321401435143 | TCIA | 10.7937/K9/TCIA.2017.umz8dv6s
HNSCC-01-0085 | ORIGINAL | PT | 223 | 2000-02-28 | PET/CT HEAD & NECK CA | PET_NAC | 5 | GE MEDICAL SYSTEMS | Discovery STE | 41.04 | Positron Emission Tomography Image Storage | [9 empty] | FDG -- fluorodeoxyglucose | 539549248 | 6588 | 0.97 | CYLINDRICAL RING | 700\153 | RING | 700 | 1.3.6.1.4.1.14519.5.2.1.1706.8040.118102542441029132331965574159 | 1.3.6.1.4.1.14519.5.2.1.1706.8040.826534017103420735213804422045 | TCIA | 10.7937/K9/TCIA.2017.umz8dv6s
HNSCC-01-0085 | ORIGINAL | PT | 91 | 2000-02-28 | PET/CT HEAD & NECK CA | PET_AC_HEAD | 10 | GE MEDICAL SYSTEMS | Discovery STE | 41.04 | Positron Emission Tomography Image Storage | [9 empty] | FDG -- fluorodeoxyglucose | 539549248 | 6588 | 0.97 | CYLINDRICAL RING | 700\153 | RING | 700 | 1.3.6.1.4.1.14519.5.2.1.1706.8040.118102542441029132331965574159 | 1.3.6.1.4.1.14519.5.2.1.1706.8040.991445399997144468399735370559 | TCIA | 10.7937/K9/TCIA.2017.umz8dv6s
HNSCC-01-0086 | NULL | RTPLAN | 1 | 1999-07-03 | RT SIMULATION | NULL | 1 | ADAC | Pinnacle3 | 9.8 | RT Plan Storage | [17 empty] | 1.3.6.1.4.1.14519.5.2.1.1706.8040.260821648796163722853326242088 | 1.3.6.1.4.1.14519.5.2.1.1706.8040.297377250858070656112392068281 | TCIA | 10.7937/K9/TCIA.2017.umz8dv6s
HNSCC-01-0086 | NULL | RTDOSE | 1 | 1999-07-03 | RT SIMULATION | NULL | 1 | ADAC | Pinnacle3 | 9.8 | RT Dose Storage | [17 empty] | 1.3.6.1.4.1.14519.5.2.1.1706.8040.260821648796163722853326242088 | 1.3.6.1.4.1.14519.5.2.1.1706.8040.529292343821691484861228824249 | TCIA | 10.7937/K9/TCIA.2017.umz8dv6s
HNSCC-01-0086 | NULL | RTSTRUCT | 1 | 1999-07-03 | RT SIMULATION | NULL | 1 | ADAC | Pinnacle3 | 9.8 | RT Structure Set Storage | [17 empty] | 1.3.6.1.4.1.14519.5.2.1.1706.8040.260821648796163722853326242088 | 1.3.6.1.4.1.14519.5.2.1.1706.8040.820052555843084775375227514610 | TCIA | 10.7937/K9/TCIA.2017.umz8dv6s
HNSCC-01-0086 | ORIGINAL | CT | 141 | 1999-07-03 | RT SIMULATION | NULL | NULL | GE MEDICAL SYSTEMS | NULL | NULL | CT Image Storage | [17 empty] | 1.3.6.1.4.1.14519.5.2.1.1706.8040.260821648796163722853326242088 | 1.3.6.1.4.1.14519.5.2.1.1706.8040.175275981582707203233695692691 | TCIA | 10.7937/K9/TCIA.2017.umz8dv6s
HNSCC-01-0086 | ORIGINAL | PT | 91 | 1999-07-05 | PET/CT HEAD & NECK CA | PET_AC | 5 | GE MEDICAL SYSTEMS | Discovery STE | 41.04 | Positron Emission Tomography Image Storage | [9 empty] | FDG -- fluorodeoxyglucose | 703519872 | 6588 | 0.97 | CYLINDRICAL RING | 700\153 | RING | 700 | 1.3.6.1.4.1.14519.5.2.1.1706.8040.324405143237604930022633779787 | 1.3.6.1.4.1.14519.5.2.1.1706.8040.142069454883942055319852507135 | TCIA | 10.7937/K9/TCIA.2017.umz8dv6s
HNSCC-01-0086 | ORIGINAL | PT | 91 | 1999-07-05 | PET/CT HEAD & NECK CA | PET_NAC | 6 | GE MEDICAL SYSTEMS | Discovery STE | 41.04 | Positron Emission Tomography Image Storage | [9 empty] | FDG -- fluorodeoxyglucose | 703519872 | 6588 | 0.97 | CYLINDRICAL RING | 700\153 | RING | 700 | 1.3.6.1.4.1.14519.5.2.1.1706.8040.324405143237604930022633779787 | 1.3.6.1.4.1.14519.5.2.1.1706.8040.197232508724749408676440795289 | TCIA | 10.7937/K9/TCIA.2017.umz8dv6s
HNSCC-01-0086 | ORIGINAL | CT | 223 | 1999-07-05 | PET/CT HEAD & NECK CA | CT Atten Cor Head IN | 2 | GE MEDICAL SYSTEMS | Discovery STE | pet_vct_hp.80 | CT Image Storage | 120 | HELICAL MODE | 500 | 500 | 949.075 | 0 | CW | 566 | 27.5 | [8 empty] | 1.3.6.1.4.1.14519.5.2.1.1706.8040.323131214781081988925567869094 | 1.3.6.1.4.1.14519.5.2.1.1706.8040.284608220733020642397374847360 | TCIA | 10.7937/K9/TCIA.2017.umz8dv6s
HNSCC-01-0086 | ORIGINAL | PT | 223 | 1999-10-24 | PET/CT HEAD & NECK CA | PET_NAC | 5 | GE MEDICAL SYSTEMS | Discovery STE | 41.04 | Positron Emission Tomography Image Storage | [9 empty] | FDG -- fluorodeoxyglucose | 625025856 | 6588 | 0.97 | CYLINDRICAL RING | 700\153 | RING | 700 | 1.3.6.1.4.1.14519.5.2.1.1706.8040.262973355504033996286859354111 | 1.3.6.1.4.1.14519.5.2.1.1706.8040.116665594011634904395671464901 | TCIA | 10.7937/K9/TCIA.2017.umz8dv6s
HNSCC-01-0086 | ORIGINAL | PT | 223 | 1999-10-24 | PET/CT HEAD & NECK CA | PET_AC | 4 | GE MEDICAL SYSTEMS | Discovery STE | 41.04 | Positron Emission Tomography Image Storage | [9 empty] | FDG -- fluorodeoxyglucose | 625025856 | 6588 | 0.97 | CYLINDRICAL RING | 700\153 | RING | 700 | 1.3.6.1.4.1.14519.5.2.1.1706.8040.262973355504033996286859354111 | 1.3.6.1.4.1.14519.5.2.1.1706.8040.241327180512284784613498398324 | TCIA | 10.7937/K9/TCIA.2017.umz8dv6s
HNSCC-01-0086 | ORIGINAL | CT | 223 | 1999-10-24 | PET/CT HEAD & NECK CA | CT Atten Cor Head IN | 2 | GE MEDICAL SYSTEMS | Discovery STE | pet_vct_hp.80 | CT Image Storage | 120 | HELICAL MODE | 500 | 500 | 949.075 | 0 | CW | 566 | 27.5 | [8 empty] | 1.3.6.1.4.1.14519.5.2.1.1706.8040.262973355504033996286859354111 | 1.3.6.1.4.1.14519.5.2.1.1706.8040.278389879603827100952857102434 | TCIA | 10.7937/K9/TCIA.2017.umz8dv6s
HNSCC-01-0086 | ORIGINAL | PT | 91 | 1999-10-24 | PET/CT HEAD & NECK CA | PET_NAC_HEAD | 11 | GE MEDICAL SYSTEMS | Discovery STE | 41.04 | Positron Emission Tomography Image Storage | [9 empty] | FDG -- fluorodeoxyglucose | 625025856 | 6588 | 0.97 | CYLINDRICAL RING | 700\153 | RING | 700 | 1.3.6.1.4.1.14519.5.2.1.1706.8040.262973355504033996286859354111 | 1.3.6.1.4.1.14519.5.2.1.1706.8040.293599336411004935861763618583 | TCIA | 10.7937/K9/TCIA.2017.umz8dv6s
HNSCC-01-0086 | ORIGINAL | PT | 91 | 1999-10-24 | PET/CT HEAD & NECK CA | PET_AC_HEAD | 10 | GE MEDICAL SYSTEMS | Discovery STE | 41.04 | Positron Emission Tomography Image Storage | [9 empty] | FDG -- fluorodeoxyglucose | 625025856 | 6588 | 0.97 | CYLINDRICAL RING | 700\153 | RING | 700 | 1.3.6.1.4.1.14519.5.2.1.1706.8040.262973355504033996286859354111 | 1.3.6.1.4.1.14519.5.2.1.1706.8040.420711920704748189661440422196 | TCIA | 10.7937/K9/TCIA.2017.umz8dv6s
HNSCC-01-0087 | ORIGINAL | CT | 267 | 1999-07-20 | PET/CT HEAD & NECK CA | CT Atten Cor Head In | 2 | GE MEDICAL SYSTEMS | Discovery ST | LightSpeedverrel | CT Image Storage | 120 | HELICAL MODE | 500 | 500 | 949.075 | 0 | CW | 675 | [9 empty] | 1.3.6.1.4.1.14519.5.2.1.1706.8040.118687982588204006155914552038 | 1.3.6.1.4.1.14519.5.2.1.1706.8040.129287834283451697537813307339 | TCIA | 10.7937/K9/TCIA.2017.umz8dv6s
HNSCC-01-0087 | ORIGINAL | PT | 135 | 1999-07-20 | PET/CT HEAD & NECK CA | PET AC | 1 | GE MEDICAL SYSTEMS | Discovery ST | 36.14 | Positron Emission Tomography Image Storage | [9 empty] | FDG -- fluorodeoxyglucose | 517877472 | 6588 | 0.97 | CYLINDRICAL RING | 700\157 | RING | 700 | 1.3.6.1.4.1.14519.5.2.1.1706.8040.118687982588204006155914552038 | 1.3.6.1.4.1.14519.5.2.1.1706.8040.176851287801118823700857418628 | TCIA | 10.7937/K9/TCIA.2017.umz8dv6s
HNSCC-01-0087 | ORIGINAL | PT | 135 | 1999-07-20 | PET/CT HEAD & NECK CA | PET AC RadOnc Head | 3 | GE MEDICAL SYSTEMS | Discovery ST | 36.14 | Positron Emission Tomography Image Storage | [9 empty] | FDG -- fluorodeoxyglucose | 517877472 | 6588 | 0.97 | CYLINDRICAL RING | 700\157 | RING | 500 | 1.3.6.1.4.1.14519.5.2.1.1706.8040.118687982588204006155914552038 | 1.3.6.1.4.1.14519.5.2.1.1706.8040.203914629037756966955550236681 | TCIA | 10.7937/K9/TCIA.2017.umz8dv6s
HNSCC-01-0087 | ORIGINAL | PT | 267 | 1999-07-20 | PET/CT HEAD & NECK CA | No AC Recon | 2 | GE MEDICAL SYSTEMS | Discovery ST | 36.14 | Positron Emission Tomography Image Storage | [9 empty] | FDG -- fluorodeoxyglucose | 517877472 | 6588 | 0.97 | CYLINDRICAL RING | 700\157 | RING | 700 | 1.3.6.1.4.1.14519.5.2.1.1706.8040.118687982588204006155914552038 | 1.3.6.1.4.1.14519.5.2.1.1706.8040.215270494337383326040696791973 | TCIA | 10.7937/K9/TCIA.2017.umz8dv6s
HNSCC-01-0087 | ORIGINAL | PT | 135 | 1999-07-20 | PET/CT HEAD & NECK CA | No AC Recon | 2 | GE MEDICAL SYSTEMS | Discovery ST | 36.14 | Positron Emission Tomography Image Storage | [9 empty] | FDG -- fluorodeoxyglucose | 517877472 | 6588 | 0.97 | CYLINDRICAL RING | 700\157 | RING | 700 | 1.3.6.1.4.1.14519.5.2.1.1706.8040.118687982588204006155914552038 | 1.3.6.1.4.1.14519.5.2.1.1706.8040.263159314428768143239760463031 | TCIA | 10.7937/K9/TCIA.2017.umz8dv6s
HNSCC-01-0087 | ORIGINAL | PT | 267 | 1999-07-20 | PET/CT HEAD & NECK CA | PET AC | 3 | GE MEDICAL SYSTEMS | Discovery ST | 36.14 | Positron Emission Tomography Image Storage | [9 empty] | FDG -- fluorodeoxyglucose | 517877472 | 6588 | 0.97 | CYLINDRICAL RING | 700\157 | RING | 700 | 1.3.6.1.4.1.14519.5.2.1.1706.8040.118687982588204006155914552038 | 1.3.6.1.4.1.14519.5.2.1.1706.8040.373745533626734478787767231816 | TCIA | 10.7937/K9/TCIA.2017.umz8dv6s
HNSCC-01-0087 | ORIGINAL | PT | 135 | 1999-07-20 | PET/CT HEAD & NECK CA | PET AC rad onc2 | 4 | GE MEDICAL SYSTEMS | Discovery ST | 36.14 | Positron Emission Tomography Image Storage | [9 empty] | FDG -- fluorodeoxyglucose | 517877472 | 6588 | 0.97 | CYLINDRICAL RING | 700\157 | RING | 500 | 1.3.6.1.4.1.14519.5.2.1.1706.8040.118687982588204006155914552038 | 1.3.6.1.4.1.14519.5.2.1.1706.8040.409685045757481751039697607845 | TCIA | 10.7937/K9/TCIA.2017.umz8dv6s
HNSCC-01-0087 | ORIGINAL | PT | 267 | 1999-07-20 | PET/CT HEAD & NECK CA | PET AC rad onc | 1 | GE MEDICAL SYSTEMS | Discovery ST | 36.14 | Positron Emission Tomography Image Storage | [9 empty] | FDG -- fluorodeoxyglucose | 517877472 | 6588 | 0.97 | CYLINDRICAL RING | 700\157 | RING | 500 | 1.3.6.1.4.1.14519.5.2.1.1706.8040.118687982588204006155914552038 | 1.3.6.1.4.1.14519.5.2.1.1706.8040.484618013301634781975241972514 | TCIA | 10.7937/K9/TCIA.2017.umz8dv6s
HNSCC-01-0087 | NULL | RTPLAN | 1 | 1999-07-20 | RT SIMULATION | NULL | 1 | ADAC | Pinnacle3 | 9.8 | RT Plan Storage | [17 empty] | 1.3.6.1.4.1.14519.5.2.1.1706.8040.118687982588204006155914552038 | 1.3.6.1.4.1.14519.5.2.1.1706.8040.116944970106611757455521073055 | TCIA | 10.7937/K9/TCIA.2017.umz8dv6s
HNSCC-01-0087 | NULL | RTDOSE | 1 | 1999-07-20 | RT SIMULATION | NULL | 1 | ADAC | Pinnacle3 | 9.8 | RT Dose Storage | [17 empty] | 1.3.6.1.4.1.14519.5.2.1.1706.8040.118687982588204006155914552038 | 1.3.6.1.4.1.14519.5.2.1.1706.8040.292560498341570600960419637559 | TCIA | 10.7937/K9/TCIA.2017.umz8dv6s
HNSCC-01-0087 | NULL | RTSTRUCT | 1 | 1999-07-20 | RT SIMULATION | NULL | 1 | ADAC | Pinnacle3 | 9.8 | RT Structure Set Storage | [17 empty] | 1.3.6.1.4.1.14519.5.2.1.1706.8040.118687982588204006155914552038 | 1.3.6.1.4.1.14519.5.2.1.1706.8040.354730815295461679203614237847 | TCIA | 10.7937/K9/TCIA.2017.umz8dv6s
HNSCC-01-0087 | NULL | CT | 176 | 1999-07-20 | RT SIMULATION | NULL | 106 | GE MEDICAL SYSTEMS | Discovery ST | LightSpeedverrel | CT Image Storage | 100 | HELICAL MODE | 500 | 350 | 949.075 | 0 | CW | 641 | [9 empty] | 1.3.6.1.4.1.14519.5.2.1.1706.8040.118687982588204006155914552038 | 1.3.6.1.4.1.14519.5.2.1.1706.8040.198184728630806187441666898639 | TCIA | 10.7937/K9/TCIA.2017.umz8dv6s
HNSCC-01-0087 | ORIGINAL | PT | 91 | 1999-10-30 | PET/CT HEAD & NECK CA | PET_NAC_HEAD | 11 | GE MEDICAL SYSTEMS | Discovery STE | 41.04 | Positron Emission Tomography Image Storage | [9 empty] | FDG -- fluorodeoxyglucose | 555216320 | 6588 | 0.97 | CYLINDRICAL RING | 700\153 | RING | 700 | 1.3.6.1.4.1.14519.5.2.1.1706.8040.127265503782070082206409439742 | 1.3.6.1.4.1.14519.5.2.1.1706.8040.118516990278599392456454805161 | TCIA | 10.7937/K9/TCIA.2017.umz8dv6s
HNSCC-01-0087 | ORIGINAL | CT | 223 | 1999-10-30 | PET/CT HEAD & NECK CA | CT Atten Cor Head IN | 2 | GE MEDICAL SYSTEMS | Discovery STE | pet_vct_hp.80 | CT Image Storage | 120 | HELICAL MODE | 500 | 500 | 949.075 | 0 | CW | 566 | 27.5 | [8 empty] | 1.3.6.1.4.1.14519.5.2.1.1706.8040.127265503782070082206409439742 | 1.3.6.1.4.1.14519.5.2.1.1706.8040.245000122058398528338640584096 | TCIA | 10.7937/K9/TCIA.2017.umz8dv6s
HNSCC-01-0087 | ORIGINAL | PT | 223 | 1999-10-30 | PET/CT HEAD & NECK CA | PET_AC | 4 | GE MEDICAL SYSTEMS | Discovery STE | 41.04 | Positron Emission Tomography Image Storage | [9 empty] | FDG -- fluorodeoxyglucose | 555216320 | 6588 | 0.97 | CYLINDRICAL RING | 700\153 | RING | 700 | 1.3.6.1.4.1.14519.5.2.1.1706.8040.127265503782070082206409439742 | 1.3.6.1.4.1.14519.5.2.1.1706.8040.254784504896478418404358472348 | TCIA | 10.7937/K9/TCIA.2017.umz8dv6s
HNSCC-01-0087 | ORIGINAL | PT | 223 | 1999-10-30 | PET/CT HEAD & NECK CA | PET_NAC | 5 | GE MEDICAL SYSTEMS | Discovery STE | 41.04 | Positron Emission Tomography Image Storage | [9 empty] | FDG -- fluorodeoxyglucose | 555216320 | 6588 | 0.97 | CYLINDRICAL RING | 700\153 | RING | 700 | 1.3.6.1.4.1.14519.5.2.1.1706.8040.127265503782070082206409439742 | 1.3.6.1.4.1.14519.5.2.1.1706.8040.471251397933604520152250082212 | TCIA | 10.7937/K9/TCIA.2017.umz8dv6s
HNSCC-01-0087 | ORIGINAL | PT | 91 | 1999-10-30 | PET/CT HEAD & NECK CA | PET_AC_HEAD | 10 | GE MEDICAL SYSTEMS | Discovery STE | 41.04 | Positron Emission Tomography Image Storage | [9 empty] | FDG -- fluorodeoxyglucose | 555216320 | 6588 | 0.97 | CYLINDRICAL RING | 700\153 | RING | 700 | 1.3.6.1.4.1.14519.5.2.1.1706.8040.127265503782070082206409439742 | 1.3.6.1.4.1.14519.5.2.1.1706.8040.706898584257329864710611193916 | TCIA | 10.7937/K9/TCIA.2017.umz8dv6s
HNSCC-01-0088 | ORIGINAL | CT | 267 | 1999-07-19 | PET/CT HEAD&NECK CA IN | CT Atten Cor Head IN | 2 | GE MEDICAL SYSTEMS | Discovery RX | pet_vct_hp.80 | CT Image Storage | 120 | HELICAL MODE | 500 | 500 | 949.075 | 0 | CW | 566 | 27.5 | [8 empty] | 1.3.6.1.4.1.14519.5.2.1.1706.8040.187780904586991637042493263906 | 1.3.6.1.4.1.14519.5.2.1.1706.8040.158855490058893782941064253224 | TCIA | 10.7937/K9/TCIA.2017.umz8dv6s
HNSCC-01-0088 | ORIGINAL | PT | 267 | 1999-07-19 | PET/CT HEAD&NECK CA IN | PET_AC | 4 | GE MEDICAL SYSTEMS | Discovery RX | 41.04 | Positron Emission Tomography Image Storage | [9 empty] | FDG -- fluorodeoxyglucose | 608363328 | 6588 | 0.97 | CYLINDRICAL RING | 700\153 | RING | 700 | 1.3.6.1.4.1.14519.5.2.1.1706.8040.187780904586991637042493263906 | 1.3.6.1.4.1.14519.5.2.1.1706.8040.162887698161534528796348807288 | TCIA | 10.7937/K9/TCIA.2017.umz8dv6s
HNSCC-01-0088 | ORIGINAL | PT | 267 | 1999-07-19 | PET/CT HEAD&NECK CA IN | PET_NAC | 5 | GE MEDICAL SYSTEMS | Discovery RX | 41.04 | Positron Emission Tomography Image Storage | [9 empty] | FDG -- fluorodeoxyglucose | 608363328 | 6588 | 0.97 | CYLINDRICAL RING | 700\153 | RING | 700 | 1.3.6.1.4.1.14519.5.2.1.1706.8040.187780904586991637042493263906 | 1.3.6.1.4.1.14519.5.2.1.1706.8040.997620414844637228238150889808 | TCIA | 10.7937/K9/TCIA.2017.umz8dv6s
HNSCC-01-0088 | NULL | RTSTRUCT | 1 | 1999-09-26 | RT SIMULATION | NULL | 1 | ADAC | Pinnacle3 | 9.8 | RT Structure Set Storage | [17 empty] | 1.3.6.1.4.1.14519.5.2.1.1706.8040.860060795967394312472168304047 | 1.3.6.1.4.1.14519.5.2.1.1706.8040.126976424104136635443073734718 | TCIA | 10.7937/K9/TCIA.2017.umz8dv6s
HNSCC-01-0088 | NULL | RTPLAN | 1 | 1999-09-26 | RT SIMULATION | NULL | 1 | ADAC | Pinnacle3 | 9.8 | RT Plan Storage | [17 empty] | 1.3.6.1.4.1.14519.5.2.1.1706.8040.860060795967394312472168304047 | 1.3.6.1.4.1.14519.5.2.1.1706.8040.158017857191372738569189366383 | TCIA | 10.7937/K9/TCIA.2017.umz8dv6s
HNSCC-01-0088 | NULL | RTDOSE | 1 | 1999-09-26 | RT SIMULATION | NULL | 1 | ADAC | Pinnacle3 | 9.8 | RT Dose Storage | [17 empty] | 1.3.6.1.4.1.14519.5.2.1.1706.8040.860060795967394312472168304047 | 1.3.6.1.4.1.14519.5.2.1.1706.8040.188407162413727446260982898272 | TCIA | 10.7937/K9/TCIA.2017.umz8dv6s
HNSCC-01-0088 | ORIGINAL | CT | 171 | 1999-09-26 | RT SIMULATION | NULL | 4 | Philips | Mx8000 IDT 16 | 4.0.0 | CT Image Storage | 120 | HELIX | 500 | 500 |  | 0 | CW | [10 empty] | 1.3.6.1.4.1.14519.5.2.1.1706.8040.860060795967394312472168304047 | 1.3.6.1.4.1.14519.5.2.1.1706.8040.311961652076800835058275087024 | TCIA | 10.7937/K9/TCIA.2017.umz8dv6s
HNSCC-01-0088 | ORIGINAL | PT | 91 | 2000-01-15 | PET/CT HEAD & NECK CA | No AC Recon H&N | 2 | GE MEDICAL SYSTEMS | Discovery ST | 26.14 | Positron Emission Tomography Image Storage | [9 empty] | FDG -- fluorodeoxyglucose | 570882624 | 6588 | 0.97 | CYLINDRICAL RING | 700\157 | RING | 700 | 1.3.6.1.4.1.14519.5.2.1.1706.8040.166317093841412196602044956858 | 1.3.6.1.4.1.14519.5.2.1.1706.8040.201767305364401074037566811952 | TCIA | 10.7937/K9/TCIA.2017.umz8dv6s
HNSCC-01-0088 | ORIGINAL | PT | 223 | 2000-01-15 | PET/CT HEAD & NECK CA | PET AC | 1 | GE MEDICAL SYSTEMS | Discovery ST | 26.14 | Positron Emission Tomography Image Storage | [9 empty] | FDG -- fluorodeoxyglucose | 570882624 | 6588 | 0.97 | CYLINDRICAL RING | 700\157 | RING | 700 | 1.3.6.1.4.1.14519.5.2.1.1706.8040.166317093841412196602044956858 | 1.3.6.1.4.1.14519.5.2.1.1706.8040.204982418925735962353863603568 | TCIA | 10.7937/K9/TCIA.2017.umz8dv6s
HNSCC-01-0088 | ORIGINAL | PT | 223 | 2000-01-15 | PET/CT HEAD & NECK CA | No AC Recon | 2 | GE MEDICAL SYSTEMS | Discovery ST | 26.14 | Positron Emission Tomography Image Storage | [9 empty] | FDG -- fluorodeoxyglucose | 570882624 | 6588 | 0.97 | CYLINDRICAL RING | 700\157 | RING | 700 | 1.3.6.1.4.1.14519.5.2.1.1706.8040.166317093841412196602044956858 | 1.3.6.1.4.1.14519.5.2.1.1706.8040.229812769677015108596326426378 | TCIA | 10.7937/K9/TCIA.2017.umz8dv6s
HNSCC-01-0088 | ORIGINAL | PT | 91 | 2000-01-15 | PET/CT HEAD & NECK CA | PET AC H&N | 1 | GE MEDICAL SYSTEMS | Discovery ST | 26.14 | Positron Emission Tomography Image Storage | [9 empty] | FDG -- fluorodeoxyglucose | 570882624 | 6588 | 0.97 | CYLINDRICAL RING | 700\157 | RING | 700 | 1.3.6.1.4.1.14519.5.2.1.1706.8040.166317093841412196602044956858 | 1.3.6.1.4.1.14519.5.2.1.1706.8040.266645950766453838803770112821 | TCIA | 10.7937/K9/TCIA.2017.umz8dv6s
HNSCC-01-0088 | ORIGINAL | CT | 223 | 2000-01-15 | PET/CT HEAD & NECK CA | CT Atten Cor Head In | 2 | GE MEDICAL SYSTEMS | Discovery ST | LightSpeedAppsdstm5_goc1_11D_R2.9N.IRIX646.5 | CT Image Storage | 120 | HELICAL MODE | 500 | 500 | 949.075 | 0 | CW | 675 | [9 empty] | 1.3.6.1.4.1.14519.5.2.1.1706.8040.166317093841412196602044956858 | 1.3.6.1.4.1.14519.5.2.1.1706.8040.660116260348584897365202779837 | TCIA | 10.7937/K9/TCIA.2017.umz8dv6s
HNSCC-01-0089 | ORIGINAL | CT | 223 | 1999-07-14 | PET/CT HEAD&NECK CA IN | CT Atten Cor Head IN | 2 | GE MEDICAL SYSTEMS | Discovery RX | pet_vct_hp.80 | CT Image Storage | 120 | HELICAL MODE | 500 | 500 | 949.075 | 0 | CW | 566 | 27.5 | [8 empty] | 1.3.6.1.4.1.14519.5.2.1.1706.8040.143047784467173548299045861407 | 1.3.6.1.4.1.14519.5.2.1.1706.8040.209551474228957488589993498089 | TCIA | 10.7937/K9/TCIA.2017.umz8dv6s
HNSCC-01-0089 | ORIGINAL | PT | 91 | 1999-07-14 | PET/CT HEAD&NECK CA IN | PET_AC | 5 | GE MEDICAL SYSTEMS | Discovery RX | 41.04 | Positron Emission Tomography Image Storage | [9 empty] | FDG -- fluorodeoxyglucose | 573076288 | 6588 | 0.97 | CYLINDRICAL RING | 700\153 | RING | 700 | 1.3.6.1.4.1.14519.5.2.1.1706.8040.494081465824766032444195886057 | 1.3.6.1.4.1.14519.5.2.1.1706.8040.210716029199090066399290760176 | TCIA | 10.7937/K9/TCIA.2017.umz8dv6s
HNSCC-01-0089 | NULL | RTDOSE | 1 | 1999-08-02 | RT SIMULATION | NULL | 1 | ADAC | Pinnacle3 | 9.8 | RT Dose Storage | [17 empty] | 1.3.6.1.4.1.14519.5.2.1.1706.8040.265565719472654603369298985553 | 1.3.6.1.4.1.14519.5.2.1.1706.8040.259150320781792857235496693420 | TCIA | 10.7937/K9/TCIA.2017.umz8dv6s
HNSCC-01-0089 | NULL | RTSTRUCT | 1 | 1999-08-02 | RT SIMULATION | NULL | 1 | ADAC | Pinnacle3 | 9.8 | RT Structure Set Storage | [17 empty] | 1.3.6.1.4.1.14519.5.2.1.1706.8040.265565719472654603369298985553 | 1.3.6.1.4.1.14519.5.2.1.1706.8040.333070362052768665971459422446 | TCIA | 10.7937/K9/TCIA.2017.umz8dv6s
HNSCC-01-0089 | ORIGINAL | CT | 140 | 1999-08-02 | RT SIMULATION | NULL | NULL | Philips Medical Systems | PQ5000 | 4.9.1/5.0.2 | CT Image Storage | 130 |  | 480 | 480 |  | 0 | CC | [10 empty] | 1.3.6.1.4.1.14519.5.2.1.1706.8040.265565719472654603369298985553 | 1.3.6.1.4.1.14519.5.2.1.1706.8040.313336869537375936751711465799 | TCIA | 10.7937/K9/TCIA.2017.umz8dv6s
HNSCC-01-0089 | ORIGINAL | CT | 179 | 2000-01-08 | PET/CT HEAD & NECK CA | CT Atten Cor Head IN | 2 | GE MEDICAL SYSTEMS | Discovery RX | pet_vct_hp.80 | CT Image Storage | 120 | HELICAL MODE | 500 | 500 | 949.075 | 0 | CW | 566 | 27.5 | [8 empty] | 1.3.6.1.4.1.14519.5.2.1.1706.8040.777631877817196214000587507817 | 1.3.6.1.4.1.14519.5.2.1.1706.8040.144561946897789052063895384203 | TCIA | 10.7937/K9/TCIA.2017.umz8dv6s
HNSCC-01-0089 | ORIGINAL | PT | 91 | 2000-01-08 | PET/CT HEAD & NECK CA | PET_AC_HEAD | 10 | GE MEDICAL SYSTEMS | Discovery RX | 41.04 | Positron Emission Tomography Image Storage | [9 empty] | FDG -- fluorodeoxyglucose | 709645504 | 6588 | 0.97 | CYLINDRICAL RING | 700\153 | RING | 700 | 1.3.6.1.4.1.14519.5.2.1.1706.8040.777631877817196214000587507817 | 1.3.6.1.4.1.14519.5.2.1.1706.8040.205362080477373174977306901339 | TCIA | 10.7937/K9/TCIA.2017.umz8dv6s
HNSCC-01-0090 | NULL | RTPLAN | 1 | 1999-08-07 | RT SIMULATION | NULL | 1 | ADAC | Pinnacle3 | 9.8 | RT Plan Storage | [17 empty] | 1.3.6.1.4.1.14519.5.2.1.1706.8040.291613465804103993156008989143 | 1.3.6.1.4.1.14519.5.2.1.1706.8040.200854778116270803115189893136 | TCIA | 10.7937/K9/TCIA.2017.umz8dv6s
HNSCC-01-0090 | NULL | RTSTRUCT | 1 | 1999-08-07 | RT SIMULATION | NULL | 1 | ADAC | Pinnacle3 | 9.8 | RT Structure Set Storage | [17 empty] | 1.3.6.1.4.1.14519.5.2.1.1706.8040.291613465804103993156008989143 | 1.3.6.1.4.1.14519.5.2.1.1706.8040.394642446909493579913971991449 | TCIA | 10.7937/K9/TCIA.2017.umz8dv6s
HNSCC-01-0090 | NULL | RTDOSE | 1 | 1999-08-07 | RT SIMULATION | NULL | 1 | ADAC | Pinnacle3 | 9.8 | RT Dose Storage | [17 empty] | 1.3.6.1.4.1.14519.5.2.1.1706.8040.291613465804103993156008989143 | 1.3.6.1.4.1.14519.5.2.1.1706.8040.704816250616847980239678288055 | TCIA | 10.7937/K9/TCIA.2017.umz8dv6s
HNSCC-01-0090 | ORIGINAL | CT | 162 | 1999-08-07 | RT SIMULATION | NULL | 6 | Philips | Mx8000 IDT 16 | 4.0.0 | CT Image Storage | 120 | HELIX | 500 | 500 |  | 0 | CW | [10 empty] | 1.3.6.1.4.1.14519.5.2.1.1706.8040.291613465804103993156008989143 | 1.3.6.1.4.1.14519.5.2.1.1706.8040.240913522465815545241460191166 | TCIA | 10.7937/K9/TCIA.2017.umz8dv6s
HNSCC-01-0090 | ORIGINAL | PT | 135 | 1999-08-09 | PET,HEAD&NECK CA INIT | PET AC rad onc | 1 | GE MEDICAL SYSTEMS | Discovery ST | 36.14 | Positron Emission Tomography Image Storage | [9 empty] | FDG -- fluorodeoxyglucose | 675408384 | 6588 | 0.97 | CYLINDRICAL RING | 700\157 | RING | 500 | 1.3.6.1.4.1.14519.5.2.1.1706.8040.329980642734451216808671038224 | 1.3.6.1.4.1.14519.5.2.1.1706.8040.122247455858853321708249361421 | TCIA | 10.7937/K9/TCIA.2017.umz8dv6s
HNSCC-01-0090 | ORIGINAL | PT | 135 | 1999-08-09 | PET,HEAD&NECK CA INIT | No AC Recon H&N | 2 | GE MEDICAL SYSTEMS | Discovery ST | 36.14 | Positron Emission Tomography Image Storage | [9 empty] | FDG -- fluorodeoxyglucose | 675408384 | 6588 | 0.97 | CYLINDRICAL RING | 700\157 | RING | 700 | 1.3.6.1.4.1.14519.5.2.1.1706.8040.329980642734451216808671038224 | 1.3.6.1.4.1.14519.5.2.1.1706.8040.126496840404530843750457533175 | TCIA | 10.7937/K9/TCIA.2017.umz8dv6s
HNSCC-01-0090 | ORIGINAL | PT | 223 | 1999-08-09 | PET,HEAD&NECK CA INIT | PET AC | 1 | GE MEDICAL SYSTEMS | Discovery ST | 36.14 | Positron Emission Tomography Image Storage | [9 empty] | FDG -- fluorodeoxyglucose | 692428416 | 6588 | 0.97 | CYLINDRICAL RING | 700\157 | RING | 700 | 1.3.6.1.4.1.14519.5.2.1.1706.8040.235665505758216857271747301809 | 1.3.6.1.4.1.14519.5.2.1.1706.8040.201734025256002970916326611881 | TCIA | 10.7937/K9/TCIA.2017.umz8dv6s
HNSCC-01-0090 | ORIGINAL | PT | 223 | 1999-08-09 | PET,HEAD&NECK CA INIT | No AC Recon | 2 | GE MEDICAL SYSTEMS | Discovery ST | 36.14 | Positron Emission Tomography Image Storage | [9 empty] | FDG -- fluorodeoxyglucose | 692428416 | 6588 | 0.97 | CYLINDRICAL RING | 700\157 | RING | 700 | 1.3.6.1.4.1.14519.5.2.1.1706.8040.235665505758216857271747301809 | 1.3.6.1.4.1.14519.5.2.1.1706.8040.257415609708860927815088330703 | TCIA | 10.7937/K9/TCIA.2017.umz8dv6s
HNSCC-01-0090 | ORIGINAL | CT | 223 | 1999-08-09 | PET,HEAD&NECK CA INIT | CT Atten Cor Head In | 2 | GE MEDICAL SYSTEMS | Discovery ST | LightSpeedverrel | CT Image Storage | 120 | HELICAL MODE | 500 | 500 | 949.075 | 0 | CW | 675 | [9 empty] | 1.3.6.1.4.1.14519.5.2.1.1706.8040.235665505758216857271747301809 | 1.3.6.1.4.1.14519.5.2.1.1706.8040.260559873414840415144400272820 | TCIA | 10.7937/K9/TCIA.2017.umz8dv6s
HNSCC-01-0090 | ORIGINAL | PT | 135 | 1999-08-09 | PET,HEAD&NECK CA INIT | PET AC H&N | 3 | GE MEDICAL SYSTEMS | Discovery ST | 36.14 | Positron Emission Tomography Image Storage | [9 empty] | FDG -- fluorodeoxyglucose | 675408384 | 6588 | 0.97 | CYLINDRICAL RING | 700\157 | RING | 700 | 1.3.6.1.4.1.14519.5.2.1.1706.8040.329980642734451216808671038224 | 1.3.6.1.4.1.14519.5.2.1.1706.8040.304162959936209571686873307614 | TCIA | 10.7937/K9/TCIA.2017.umz8dv6s
HNSCC-01-0090 | ORIGINAL | PT | 91 | 1999-11-28 | PET/CT HEAD & NECK CA | PET_AC_HEAD | 10 | GE MEDICAL SYSTEMS | Discovery STE | 41.04 | Positron Emission Tomography Image Storage | [9 empty] | FDG -- fluorodeoxyglucose | 554735808 | 6588 | 0.97 | CYLINDRICAL RING | 700\153 | RING | 700 | 1.3.6.1.4.1.14519.5.2.1.1706.8040.292646614984964430456998957196 | 1.3.6.1.4.1.14519.5.2.1.1706.8040.146791811503764457713190120489 | TCIA | 10.7937/K9/TCIA.2017.umz8dv6s
HNSCC-01-0090 | ORIGINAL | PT | 223 | 1999-11-28 | PET/CT HEAD & NECK CA | PET_AC | 4 | GE MEDICAL SYSTEMS | Discovery STE | 41.04 | Positron Emission Tomography Image Storage | [9 empty] | FDG -- fluorodeoxyglucose | 554735808 | 6588 | 0.97 | CYLINDRICAL RING | 700\153 | RING | 700 | 1.3.6.1.4.1.14519.5.2.1.1706.8040.292646614984964430456998957196 | 1.3.6.1.4.1.14519.5.2.1.1706.8040.259095892263718286204231084354 | TCIA | 10.7937/K9/TCIA.2017.umz8dv6s
HNSCC-01-0090 | ORIGINAL | CT | 223 | 1999-11-28 | PET/CT HEAD & NECK CA | CT Atten Cor Head IN | 2 | GE MEDICAL SYSTEMS | Discovery STE | pet_vct_hp.80 | CT Image Storage | 120 | HELICAL MODE | 500 | 500 | 949.075 | 0 | CW | 566 | 27.5 | [8 empty] | 1.3.6.1.4.1.14519.5.2.1.1706.8040.292646614984964430456998957196 | 1.3.6.1.4.1.14519.5.2.1.1706.8040.259622942084818828698876791777 | TCIA | 10.7937/K9/TCIA.2017.umz8dv6s
HNSCC-01-0090 | ORIGINAL | PT | 91 | 1999-11-28 | PET/CT HEAD & NECK CA | PET_NAC_HEAD | 11 | GE MEDICAL SYSTEMS | Discovery STE | 41.04 | Positron Emission Tomography Image Storage | [9 empty] | FDG -- fluorodeoxyglucose | 554735808 | 6588 | 0.97 | CYLINDRICAL RING | 700\153 | RING | 700 | 1.3.6.1.4.1.14519.5.2.1.1706.8040.292646614984964430456998957196 | 1.3.6.1.4.1.14519.5.2.1.1706.8040.269078097081062715458059754056 | TCIA | 10.7937/K9/TCIA.2017.umz8dv6s
HNSCC-01-0090 | ORIGINAL | PT | 223 | 1999-11-28 | PET/CT HEAD & NECK CA | PET_NAC | 5 | GE MEDICAL SYSTEMS | Discovery STE | 41.04 | Positron Emission Tomography Image Storage | [9 empty] | FDG -- fluorodeoxyglucose | 554735808 | 6588 | 0.97 | CYLINDRICAL RING | 700\153 | RING | 700 | 1.3.6.1.4.1.14519.5.2.1.1706.8040.292646614984964430456998957196 | 1.3.6.1.4.1.14519.5.2.1.1706.8040.903027602858354682069702179821 | TCIA | 10.7937/K9/TCIA.2017.umz8dv6s
HNSCC-01-0091 | ORIGINAL | PT | 91 | 1999-07-28 | PET/CT HEAD&NECK CA IN | PET_AC_HEAD | 5 | GE MEDICAL SYSTEMS | Discovery RX | 41.04 | Positron Emission Tomography Image Storage | [9 empty] | FDG -- fluorodeoxyglucose | 589786688 | 6588 | 0.97 | CYLINDRICAL RING | 700\153 | RING | 700 | 1.3.6.1.4.1.14519.5.2.1.1706.8040.257010805617160550504807032317 | 1.3.6.1.4.1.14519.5.2.1.1706.8040.110412192780851779184848497438 | TCIA | 10.7937/K9/TCIA.2017.umz8dv6s
HNSCC-01-0091 | ORIGINAL | PT | 223 | 1999-07-28 | PET/CT HEAD&NECK CA IN | PET_AC | 10 | GE MEDICAL SYSTEMS | Discovery RX | 41.04 | Positron Emission Tomography Image Storage | [9 empty] | FDG -- fluorodeoxyglucose | 589786688 | 6588 | 0.97 | CYLINDRICAL RING | 700\153 | RING | 700 | 1.3.6.1.4.1.14519.5.2.1.1706.8040.257010805617160550504807032317 | 1.3.6.1.4.1.14519.5.2.1.1706.8040.140916726517986658602151477277 | TCIA | 10.7937/K9/TCIA.2017.umz8dv6s
HNSCC-01-0091 | ORIGINAL | PT | 223 | 1999-07-28 | PET/CT HEAD&NECK CA IN | PET_NAC | 11 | GE MEDICAL SYSTEMS | Discovery RX | 41.04 | Positron Emission Tomography Image Storage | [9 empty] | FDG -- fluorodeoxyglucose | 589786688 | 6588 | 0.97 | CYLINDRICAL RING | 700\153 | RING | 700 | 1.3.6.1.4.1.14519.5.2.1.1706.8040.257010805617160550504807032317 | 1.3.6.1.4.1.14519.5.2.1.1706.8040.287717357613934684225135616711 | TCIA | 10.7937/K9/TCIA.2017.umz8dv6s
HNSCC-01-0091 | ORIGINAL | PT | 91 | 1999-07-28 | PET/CT HEAD&NECK CA IN | PET_NAC_HEAD | 6 | GE MEDICAL SYSTEMS | Discovery RX | 41.04 | Positron Emission Tomography Image Storage | [9 empty] | FDG -- fluorodeoxyglucose | 589786688 | 6588 | 0.97 | CYLINDRICAL RING | 700\153 | RING | 700 | 1.3.6.1.4.1.14519.5.2.1.1706.8040.257010805617160550504807032317 | 1.3.6.1.4.1.14519.5.2.1.1706.8040.324301306929523910058518281154 | TCIA | 10.7937/K9/TCIA.2017.umz8dv6s
HNSCC-01-0091 | ORIGINAL | CT | 223 | 1999-07-28 | PET/CT HEAD&NECK CA IN | CT Atten Cor Head IN | 8 | GE MEDICAL SYSTEMS | Discovery RX | pet_vct_hp.80 | CT Image Storage | 120 | HELICAL MODE | 500 | 500 | 949.075 | 0 | CW | 566 | 27.5 | [8 empty] | 1.3.6.1.4.1.14519.5.2.1.1706.8040.257010805617160550504807032317 | 1.3.6.1.4.1.14519.5.2.1.1706.8040.507326724350516480271026589449 | TCIA | 10.7937/K9/TCIA.2017.umz8dv6s
HNSCC-01-0091 | NULL | RTPLAN | 1 | 1999-08-03 | RT SIMULATION | NULL | 1 | ADAC | Pinnacle3 | 9.8 | RT Plan Storage | [17 empty] | 1.3.6.1.4.1.14519.5.2.1.1706.8040.137288795594812542624527091373 | 1.3.6.1.4.1.14519.5.2.1.1706.8040.248053490672405606613056210243 | TCIA | 10.7937/K9/TCIA.2017.umz8dv6s
HNSCC-01-0091 | NULL | RTSTRUCT | 1 | 1999-08-03 | RT SIMULATION | NULL | 1 | ADAC | Pinnacle3 | 9.8 | RT Structure Set Storage | [17 empty] | 1.3.6.1.4.1.14519.5.2.1.1706.8040.137288795594812542624527091373 | 1.3.6.1.4.1.14519.5.2.1.1706.8040.329628647111266704668567050281 | TCIA | 10.7937/K9/TCIA.2017.umz8dv6s
HNSCC-01-0091 | NULL | RTDOSE | 1 | 1999-08-03 | RT SIMULATION | NULL | 1 | ADAC | Pinnacle3 | 9.8 | RT Dose Storage | [17 empty] | 1.3.6.1.4.1.14519.5.2.1.1706.8040.137288795594812542624527091373 | 1.3.6.1.4.1.14519.5.2.1.1706.8040.892212575653672255628349275139 | TCIA | 10.7937/K9/TCIA.2017.umz8dv6s
HNSCC-01-0091 | ORIGINAL | CT | 145 | 1999-08-03 | RT SIMULATION | NULL | 5 | Philips | Mx8000 IDT 16 | 4.0.0 | CT Image Storage | 120 | HELIX | 500 | 500 |  | 0 | CW | [10 empty] | 1.3.6.1.4.1.14519.5.2.1.1706.8040.137288795594812542624527091373 | 1.3.6.1.4.1.14519.5.2.1.1706.8040.976088785692323000137044915968 | TCIA | 10.7937/K9/TCIA.2017.umz8dv6s
HNSCC-01-0091 | ORIGINAL | PT | 311 | 1999-11-28 | PET/CT HEAD & NECK CA | PET_NAC | 6 | GE MEDICAL SYSTEMS | Discovery RX | 41.04 | Positron Emission Tomography Image Storage | [9 empty] | FDG -- fluorodeoxyglucose | 639929856 | 6588 | 0.97 | CYLINDRICAL RING | 700\153 | RING | 700 | 1.3.6.1.4.1.14519.5.2.1.1706.8040.140432125233081186146010382078 | 1.3.6.1.4.1.14519.5.2.1.1706.8040.220604234039192707585302577084 | TCIA | 10.7937/K9/TCIA.2017.umz8dv6s
HNSCC-01-0091 | ORIGINAL | PT | 311 | 1999-11-28 | PET/CT HEAD & NECK CA | PET_AC | 5 | GE MEDICAL SYSTEMS | Discovery RX | 41.04 | Positron Emission Tomography Image Storage | [9 empty] | FDG -- fluorodeoxyglucose | 639929856 | 6588 | 0.97 | CYLINDRICAL RING | 700\153 | RING | 700 | 1.3.6.1.4.1.14519.5.2.1.1706.8040.140432125233081186146010382078 | 1.3.6.1.4.1.14519.5.2.1.1706.8040.227138843513366115920626996737 | TCIA | 10.7937/K9/TCIA.2017.umz8dv6s
HNSCC-01-0091 | ORIGINAL | CT | 311 | 1999-11-28 | PET/CT HEAD & NECK CA | CT SOFT window | 3 | GE MEDICAL SYSTEMS | Discovery RX | pet_vct_hp.80 | CT Image Storage | 120 | HELICAL MODE | 500 | 500 | 949.075 | 0 | CW | 566 | 27.5 | [8 empty] | 1.3.6.1.4.1.14519.5.2.1.1706.8040.140432125233081186146010382078 | 1.3.6.1.4.1.14519.5.2.1.1706.8040.809460438845367427281757718102 | TCIA | 10.7937/K9/TCIA.2017.umz8dv6s
HNSCC-01-0092 | ORIGINAL | CT | 223 | 1999-08-10 | PET,HEAD&NECK CA INIT | CT Atten Cor Head In | 2 | GE MEDICAL SYSTEMS | Discovery ST | LightSpeedverrel | CT Image Storage | 120 | HELICAL MODE | 500 | 500 | 949.075 | 0 | CW | 675 | [9 empty] | 1.3.6.1.4.1.14519.5.2.1.1706.8040.153654356733404117570561192904 | 1.3.6.1.4.1.14519.5.2.1.1706.8040.175805068294142468792814385240 | TCIA | 10.7937/K9/TCIA.2017.umz8dv6s
HNSCC-01-0092 | ORIGINAL | PT | 135 | 1999-08-10 | PET,HEAD&NECK CA INIT | No AC Recon H&N | 2 | GE MEDICAL SYSTEMS | Discovery ST | 36.14 | Positron Emission Tomography Image Storage | [9 empty] | FDG -- fluorodeoxyglucose | 563081728 | 6588 | 0.97 | CYLINDRICAL RING | 700\157 | RING | 700 | 1.3.6.1.4.1.14519.5.2.1.1706.8040.219916326914435431638762237114 | 1.3.6.1.4.1.14519.5.2.1.1706.8040.196858464047896008187036119373 | TCIA | 10.7937/K9/TCIA.2017.umz8dv6s
HNSCC-01-0092 | ORIGINAL | PT | 135 | 1999-08-10 | PET,HEAD&NECK CA INIT | PET AC rad onc | 1 | GE MEDICAL SYSTEMS | Discovery ST | 36.14 | Positron Emission Tomography Image Storage | [9 empty] | FDG -- fluorodeoxyglucose | 563081728 | 6588 | 0.97 | CYLINDRICAL RING | 700\157 | RING | 500 | 1.3.6.1.4.1.14519.5.2.1.1706.8040.219916326914435431638762237114 | 1.3.6.1.4.1.14519.5.2.1.1706.8040.217980320916048481788365734649 | TCIA | 10.7937/K9/TCIA.2017.umz8dv6s
HNSCC-01-0092 | ORIGINAL | PT | 135 | 1999-08-10 | PET,HEAD&NECK CA INIT | PET AC H&N | 3 | GE MEDICAL SYSTEMS | Discovery ST | 36.14 | Positron Emission Tomography Image Storage | [9 empty] | FDG -- fluorodeoxyglucose | 563081728 | 6588 | 0.97 | CYLINDRICAL RING | 700\157 | RING | 700 | 1.3.6.1.4.1.14519.5.2.1.1706.8040.219916326914435431638762237114 | 1.3.6.1.4.1.14519.5.2.1.1706.8040.284914385980545931056159153562 | TCIA | 10.7937/K9/TCIA.2017.umz8dv6s
HNSCC-01-0092 | NULL | RTPLAN | 1 | 1999-08-10 | RT SIMULATION | NULL | 1 | ADAC | Pinnacle3 | 9.8 | RT Plan Storage | [17 empty] | 1.3.6.1.4.1.14519.5.2.1.1706.8040.219916326914435431638762237114 | 1.3.6.1.4.1.14519.5.2.1.1706.8040.219121105372951513587569877533 | TCIA | 10.7937/K9/TCIA.2017.umz8dv6s
HNSCC-01-0092 | NULL | RTSTRUCT | 1 | 1999-08-10 | RT SIMULATION | NULL | 1 | ADAC | Pinnacle3 | 9.8 | RT Structure Set Storage | [17 empty] | 1.3.6.1.4.1.14519.5.2.1.1706.8040.219916326914435431638762237114 | 1.3.6.1.4.1.14519.5.2.1.1706.8040.292411507246380868165245088224 | TCIA | 10.7937/K9/TCIA.2017.umz8dv6s
HNSCC-01-0092 | NULL | RTDOSE | 1 | 1999-08-10 | RT SIMULATION | NULL | 1 | ADAC | Pinnacle3 | 9.8 | RT Dose Storage | [17 empty] | 1.3.6.1.4.1.14519.5.2.1.1706.8040.219916326914435431638762237114 | 1.3.6.1.4.1.14519.5.2.1.1706.8040.310725684660944043165990397943 | TCIA | 10.7937/K9/TCIA.2017.umz8dv6s
HNSCC-01-0092 | ORIGINAL | CT | 176 | 1999-08-10 | RT SIMULATION | NULL | 10 | GE MEDICAL SYSTEMS | NULL | NULL | CT Image Storage | [17 empty] | 1.3.6.1.4.1.14519.5.2.1.1706.8040.219916326914435431638762237114 | 1.3.6.1.4.1.14519.5.2.1.1706.8040.870946660960769686064655213876 | TCIA | 10.7937/K9/TCIA.2017.umz8dv6s
HNSCC-01-0092 | ORIGINAL | PT | 87 | 2001-03-18 | PET/CT HEAD & NECK CA | PET_AC_HEAD 3D | 11 | GE MEDICAL SYSTEMS | Discovery STE | 41.04 | Positron Emission Tomography Image Storage | [9 empty] | FDG -- fluorodeoxyglucose | 353510720 | 6588 | 0.97 | CYLINDRICAL RING | 700\153 | NONE | 700 | 1.3.6.1.4.1.14519.5.2.1.1706.8040.100742593878808899362257029092 | 1.3.6.1.4.1.14519.5.2.1.1706.8040.106988122695374501191966117851 | TCIA | 10.7937/K9/TCIA.2017.umz8dv6s
HNSCC-01-0092 | ORIGINAL | PT | 207 | 2001-03-18 | PET/CT HEAD & NECK CA | pet_ac_3d | 5 | GE MEDICAL SYSTEMS | Discovery STE | 41.04 | Positron Emission Tomography Image Storage | [9 empty] | FDG -- fluorodeoxyglucose | 353510720 | 6588 | 0.97 | CYLINDRICAL RING | 700\153 | NONE | 700 | 1.3.6.1.4.1.14519.5.2.1.1706.8040.100742593878808899362257029092 | 1.3.6.1.4.1.14519.5.2.1.1706.8040.147762741970163685226011912837 | TCIA | 10.7937/K9/TCIA.2017.umz8dv6s
HNSCC-01-0092 | ORIGINAL | PT | 207 | 2001-03-18 | PET/CT HEAD & NECK CA | PET_NO AC 3DIR | 4 | GE MEDICAL SYSTEMS | Discovery STE | 41.04 | Positron Emission Tomography Image Storage | [9 empty] | FDG -- fluorodeoxyglucose | 353510720 | 6588 | 0.97 | CYLINDRICAL RING | 700\153 | NONE | 700 | 1.3.6.1.4.1.14519.5.2.1.1706.8040.100742593878808899362257029092 | 1.3.6.1.4.1.14519.5.2.1.1706.8040.170039526262388131950138547905 | TCIA | 10.7937/K9/TCIA.2017.umz8dv6s
HNSCC-01-0092 | ORIGINAL | PT | 87 | 2001-03-18 | PET/CT HEAD & NECK CA | PET_NAC_HEAD 3D | 10 | GE MEDICAL SYSTEMS | Discovery STE | 41.04 | Positron Emission Tomography Image Storage | [9 empty] | FDG -- fluorodeoxyglucose | 353510720 | 6588 | 0.97 | CYLINDRICAL RING | 700\153 | NONE | 700 | 1.3.6.1.4.1.14519.5.2.1.1706.8040.100742593878808899362257029092 | 1.3.6.1.4.1.14519.5.2.1.1706.8040.230639302360418992986795725142 | TCIA | 10.7937/K9/TCIA.2017.umz8dv6s
HNSCC-01-0092 | ORIGINAL | CT | 207 | 2001-03-18 | PET/CT HEAD & NECK CA | CT Atten Cor Head IN | 2 | GE MEDICAL SYSTEMS | Discovery STE | 07MWHL36.4 | CT Image Storage | 120 | HELICAL MODE | 500 | 500 | 949.075 | 0 | CW | 566 | 27.5 | [8 empty] | 1.3.6.1.4.1.14519.5.2.1.1706.8040.100742593878808899362257029092 | 1.3.6.1.4.1.14519.5.2.1.1706.8040.473753925196885163965612230241 | TCIA | 10.7937/K9/TCIA.2017.umz8dv6s
HNSCC-01-0093 | NULL | RTSTRUCT | 1 | 1999-07-27 | RT SIMULATION | NULL | 1 | ADAC | Pinnacle3 | 9.8 | RT Structure Set Storage | [17 empty] | 1.3.6.1.4.1.14519.5.2.1.1706.8040.296056370497347958728360154065 | 1.3.6.1.4.1.14519.5.2.1.1706.8040.251462120727071395209295769096 | TCIA | 10.7937/K9/TCIA.2017.umz8dv6s
HNSCC-01-0093 | NULL | RTDOSE | 1 | 1999-07-27 | RT SIMULATION | NULL | 1 | ADAC | Pinnacle3 | 9.8 | RT Dose Storage | [17 empty] | 1.3.6.1.4.1.14519.5.2.1.1706.8040.296056370497347958728360154065 | 1.3.6.1.4.1.14519.5.2.1.1706.8040.282396062812784820696609553717 | TCIA | 10.7937/K9/TCIA.2017.umz8dv6s
HNSCC-01-0093 | NULL | RTPLAN | 1 | 1999-07-27 | RT SIMULATION | NULL | 1 | ADAC | Pinnacle3 | 9.8 | RT Plan Storage | [17 empty] | 1.3.6.1.4.1.14519.5.2.1.1706.8040.296056370497347958728360154065 | 1.3.6.1.4.1.14519.5.2.1.1706.8040.989046342234631133733640414162 | TCIA | 10.7937/K9/TCIA.2017.umz8dv6s
HNSCC-01-0093 | ORIGINAL | CT | 163 | 1999-07-27 | RT SIMULATION | NULL | 5 | Philips | Mx8000 IDT 16 | 4.0.0 | CT Image Storage | 120 | HELIX | 500 | 500 |  | 0 | CW | [10 empty] | 1.3.6.1.4.1.14519.5.2.1.1706.8040.296056370497347958728360154065 | 1.3.6.1.4.1.14519.5.2.1.1706.8040.115493367840951679716361932074 | TCIA | 10.7937/K9/TCIA.2017.umz8dv6s
HNSCC-01-0093 | ORIGINAL | CT | 267 | 1999-08-07 | PET,HEAD&NECK CA INIT | CT Atten Cor Head In | 2 | GE MEDICAL SYSTEMS | Discovery ST | LightSpeedverrel | CT Image Storage | 120 | HELICAL MODE | 500 | 500 | 949.075 | 0 | CW | 675 | [9 empty] | 1.3.6.1.4.1.14519.5.2.1.1706.8040.422940273820851852488462729471 | 1.3.6.1.4.1.14519.5.2.1.1706.8040.228294581205445005493163454244 | TCIA | 10.7937/K9/TCIA.2017.umz8dv6s
HNSCC-01-0093 | ORIGINAL | PT | 267 | 1999-08-07 | PET,HEAD&NECK CA INIT | No AC Recon | 2 | GE MEDICAL SYSTEMS | Discovery ST | 36.14 | Positron Emission Tomography Image Storage | [9 empty] | FDG -- fluorodeoxyglucose | 683005632 | 6588 | 0.97 | CYLINDRICAL RING | 700\157 | RING | 700 | 1.3.6.1.4.1.14519.5.2.1.1706.8040.422940273820851852488462729471 | 1.3.6.1.4.1.14519.5.2.1.1706.8040.260642250371620482246800252429 | TCIA | 10.7937/K9/TCIA.2017.umz8dv6s
HNSCC-01-0093 | ORIGINAL | PT | 32 | 1999-08-07 | PET,HEAD&NECK CA INIT | MIP | 123 | GE MEDICAL SYSTEMS | NULL | 36.14 | Positron Emission Tomography Image Storage | [9 empty] | FDG -- fluorodeoxyglucose | 690049987.793 | 6588 | 0.97 | CYLINDRICAL RING | 700\157 | RING | 700 | 1.3.6.1.4.1.14519.5.2.1.1706.8040.422940273820851852488462729471 | 1.3.6.1.4.1.14519.5.2.1.1706.8040.320539226405860060910088074394 | TCIA | 10.7937/K9/TCIA.2017.umz8dv6s
HNSCC-01-0093 | ORIGINAL | PT | 267 | 1999-08-07 | PET,HEAD&NECK CA INIT | PET AC | 1 | GE MEDICAL SYSTEMS | Discovery ST | 36.14 | Positron Emission Tomography Image Storage | [9 empty] | FDG -- fluorodeoxyglucose | 683005632 | 6588 | 0.97 | CYLINDRICAL RING | 700\157 | RING | 700 | 1.3.6.1.4.1.14519.5.2.1.1706.8040.422940273820851852488462729471 | 1.3.6.1.4.1.14519.5.2.1.1706.8040.863010529863540759484714076070 | TCIA | 10.7937/K9/TCIA.2017.umz8dv6s
HNSCC-01-0093 | ORIGINAL | PT | 91 | 1999-11-20 | PET/CT HEAD & NECK CA | PET_NAC_HEAD | 11 | GE MEDICAL SYSTEMS | Discovery RX | 41.04 | Positron Emission Tomography Image Storage | [9 empty] | FDG -- fluorodeoxyglucose | 656750848 | 6588 | 0.97 | CYLINDRICAL RING | 700\153 | RING | 700 | 1.3.6.1.4.1.14519.5.2.1.1706.8040.254472098259091911274113482934 | 1.3.6.1.4.1.14519.5.2.1.1706.8040.146708279407727911008477096135 | TCIA | 10.7937/K9/TCIA.2017.umz8dv6s
HNSCC-01-0093 | ORIGINAL | CT | 223 | 1999-11-20 | PET/CT HEAD & NECK CA | CT Atten Cor Head IN | 2 | GE MEDICAL SYSTEMS | Discovery RX | pet_vct_hp.80 | CT Image Storage | 120 | HELICAL MODE | 500 | 500 | 949.075 | 0 | CW | 566 | 27.5 | [8 empty] | 1.3.6.1.4.1.14519.5.2.1.1706.8040.254472098259091911274113482934 | 1.3.6.1.4.1.14519.5.2.1.1706.8040.149962943440585277973230046891 | TCIA | 10.7937/K9/TCIA.2017.umz8dv6s
HNSCC-01-0093 | ORIGINAL | PT | 91 | 1999-11-20 | PET/CT HEAD & NECK CA | PET_AC_HEAD | 10 | GE MEDICAL SYSTEMS | Discovery RX | 41.04 | Positron Emission Tomography Image Storage | [9 empty] | FDG -- fluorodeoxyglucose | 656750848 | 6588 | 0.97 | CYLINDRICAL RING | 700\153 | RING | 700 | 1.3.6.1.4.1.14519.5.2.1.1706.8040.254472098259091911274113482934 | 1.3.6.1.4.1.14519.5.2.1.1706.8040.285464391556136013233016593493 | TCIA | 10.7937/K9/TCIA.2017.umz8dv6s
HNSCC-01-0093 | ORIGINAL | PT | 223 | 1999-11-20 | PET/CT HEAD & NECK CA | PET_AC | 4 | GE MEDICAL SYSTEMS | Discovery RX | 41.04 | Positron Emission Tomography Image Storage | [9 empty] | FDG -- fluorodeoxyglucose | 656750848 | 6588 | 0.97 | CYLINDRICAL RING | 700\153 | RING | 700 | 1.3.6.1.4.1.14519.5.2.1.1706.8040.254472098259091911274113482934 | 1.3.6.1.4.1.14519.5.2.1.1706.8040.618526909152575526592578631567 | TCIA | 10.7937/K9/TCIA.2017.umz8dv6s
HNSCC-01-0093 | ORIGINAL | PT | 223 | 1999-11-20 | PET/CT HEAD & NECK CA | PET_NAC | 5 | GE MEDICAL SYSTEMS | Discovery RX | 41.04 | Positron Emission Tomography Image Storage | [9 empty] | FDG -- fluorodeoxyglucose | 656750848 | 6588 | 0.97 | CYLINDRICAL RING | 700\153 | RING | 700 | 1.3.6.1.4.1.14519.5.2.1.1706.8040.254472098259091911274113482934 | 1.3.6.1.4.1.14519.5.2.1.1706.8040.705082881782437220315491137531 | TCIA | 10.7937/K9/TCIA.2017.umz8dv6s
HNSCC-01-0094 | NULL | RTSTRUCT | 1 | 1999-09-08 | RT SIMULATION | NULL | 1 | ADAC | Pinnacle3 | 9.8 | RT Structure Set Storage | [17 empty] | 1.3.6.1.4.1.14519.5.2.1.1706.8040.212615097489947300318886968058 | 1.3.6.1.4.1.14519.5.2.1.1706.8040.146821719120197428466074255928 | TCIA | 10.7937/K9/TCIA.2017.umz8dv6s
HNSCC-01-0094 | NULL | RTPLAN | 1 | 1999-09-08 | RT SIMULATION | NULL | 1 | ADAC | Pinnacle3 | 9.8 | RT Plan Storage | [17 empty] | 1.3.6.1.4.1.14519.5.2.1.1706.8040.212615097489947300318886968058 | 1.3.6.1.4.1.14519.5.2.1.1706.8040.234733703276622332603390028990 | TCIA | 10.7937/K9/TCIA.2017.umz8dv6s
HNSCC-01-0094 | ORIGINAL | CT | 194 | 1999-09-08 | RT SIMULATION | NULL | 3 | Philips | Mx8000 IDT 16 | 4.0.0 | CT Image Storage | 120 | HELIX | 500 | 500 |  | 0 | CW | [10 empty] | 1.3.6.1.4.1.14519.5.2.1.1706.8040.212615097489947300318886968058 | 1.3.6.1.4.1.14519.5.2.1.1706.8040.210069195908430644986675264186 | TCIA | 10.7937/K9/TCIA.2017.umz8dv6s
HNSCC-01-0094 | ORIGINAL | CT | 223 | 1999-09-15 | PET/CT HEAD&NECK CA IN | CT Atten Cor Head IN | 2 | GE MEDICAL SYSTEMS | Discovery STE | pet_vct_hp.80 | CT Image Storage | 120 | HELICAL MODE | 500 | 500 | 949.075 | 0 | CW | 566 | 27.5 | [8 empty] | 1.3.6.1.4.1.14519.5.2.1.1706.8040.211081536356753674285283625273 | 1.3.6.1.4.1.14519.5.2.1.1706.8040.108210093826394120664730316711 | TCIA | 10.7937/K9/TCIA.2017.umz8dv6s
HNSCC-01-0094 | ORIGINAL | PT | 223 | 1999-09-15 | PET/CT HEAD&NECK CA IN | PET_AC | 4 | GE MEDICAL SYSTEMS | Discovery STE | 41.04 | Positron Emission Tomography Image Storage | [9 empty] | FDG -- fluorodeoxyglucose | 580579072 | 6588 | 0.97 | CYLINDRICAL RING | 700\153 | RING | 700 | 1.3.6.1.4.1.14519.5.2.1.1706.8040.211081536356753674285283625273 | 1.3.6.1.4.1.14519.5.2.1.1706.8040.149811514578200738394362315493 | TCIA | 10.7937/K9/TCIA.2017.umz8dv6s
HNSCC-01-0094 | ORIGINAL | PT | 91 | 1999-09-15 | PET/CT HEAD&NECK CA IN | PET_NAC_HEAD | 11 | GE MEDICAL SYSTEMS | Discovery STE | 41.04 | Positron Emission Tomography Image Storage | [9 empty] | FDG -- fluorodeoxyglucose | 580579072 | 6588 | 0.97 | CYLINDRICAL RING | 700\153 | RING | 700 | 1.3.6.1.4.1.14519.5.2.1.1706.8040.211081536356753674285283625273 | 1.3.6.1.4.1.14519.5.2.1.1706.8040.257292251831489445095330231191 | TCIA | 10.7937/K9/TCIA.2017.umz8dv6s
HNSCC-01-0094 | ORIGINAL | PT | 223 | 1999-09-15 | PET/CT HEAD&NECK CA IN | PET_NAC | 5 | GE MEDICAL SYSTEMS | Discovery STE | 41.04 | Positron Emission Tomography Image Storage | [9 empty] | FDG -- fluorodeoxyglucose | 580579072 | 6588 | 0.97 | CYLINDRICAL RING | 700\153 | RING | 700 | 1.3.6.1.4.1.14519.5.2.1.1706.8040.211081536356753674285283625273 | 1.3.6.1.4.1.14519.5.2.1.1706.8040.330592116164080146274033253688 | TCIA | 10.7937/K9/TCIA.2017.umz8dv6s
HNSCC-01-0094 | ORIGINAL | PT | 91 | 1999-09-15 | PET/CT HEAD&NECK CA IN | PET_AC_HEAD | 10 | GE MEDICAL SYSTEMS | Discovery STE | 41.04 | Positron Emission Tomography Image Storage | [9 empty] | FDG -- fluorodeoxyglucose | 580579072 | 6588 | 0.97 | CYLINDRICAL RING | 700\153 | RING | 700 | 1.3.6.1.4.1.14519.5.2.1.1706.8040.211081536356753674285283625273 | 1.3.6.1.4.1.14519.5.2.1.1706.8040.780999416677869953672079710585 | TCIA | 10.7937/K9/TCIA.2017.umz8dv6s
HNSCC-01-0094 | ORIGINAL | PT | 91 | 2000-01-05 | PET/CT HEAD & NECK CA | No AC Recon H&N | 2 | GE MEDICAL SYSTEMS | Discovery ST | 26.14 | Positron Emission Tomography Image Storage | [9 empty] | FDG -- fluorodeoxyglucose | 416512736 | 6588 | 0.97 | CYLINDRICAL RING | 700\157 | RING | 700 | 1.3.6.1.4.1.14519.5.2.1.1706.8040.187992318697011939043903208162 | 1.3.6.1.4.1.14519.5.2.1.1706.8040.115595622568253202484667298381 | TCIA | 10.7937/K9/TCIA.2017.umz8dv6s
HNSCC-01-0094 | ORIGINAL | PT | 91 | 2000-01-05 | PET/CT HEAD & NECK CA | PET AC H&N | 1 | GE MEDICAL SYSTEMS | Discovery ST | 26.14 | Positron Emission Tomography Image Storage | [9 empty] | FDG -- fluorodeoxyglucose | 416512736 | 6588 | 0.97 | CYLINDRICAL RING | 700\157 | RING | 700 | 1.3.6.1.4.1.14519.5.2.1.1706.8040.187992318697011939043903208162 | 1.3.6.1.4.1.14519.5.2.1.1706.8040.216289540353660905053266022219 | TCIA | 10.7937/K9/TCIA.2017.umz8dv6s
HNSCC-01-0094 | ORIGINAL | CT | 223 | 2000-01-05 | PET/CT HEAD & NECK CA | CT Atten Cor Head In | 2 | GE MEDICAL SYSTEMS | Discovery ST | LightSpeedAppsdstm5_goc1_11D_R2.9N.IRIX646.5 | CT Image Storage | 120 | HELICAL MODE | 500 | 500 | 949.075 | 0 | CW | 675 | [9 empty] | 1.3.6.1.4.1.14519.5.2.1.1706.8040.187992318697011939043903208162 | 1.3.6.1.4.1.14519.5.2.1.1706.8040.240350733880048847560800329542 | TCIA | 10.7937/K9/TCIA.2017.umz8dv6s
HNSCC-01-0094 | ORIGINAL | PT | 223 | 2000-01-05 | PET/CT HEAD & NECK CA | No AC Recon | 2 | GE MEDICAL SYSTEMS | Discovery ST | 26.14 | Positron Emission Tomography Image Storage | [9 empty] | FDG -- fluorodeoxyglucose | 416512736 | 6588 | 0.97 | CYLINDRICAL RING | 700\157 | RING | 700 | 1.3.6.1.4.1.14519.5.2.1.1706.8040.187992318697011939043903208162 | 1.3.6.1.4.1.14519.5.2.1.1706.8040.363035228630988894654761753416 | TCIA | 10.7937/K9/TCIA.2017.umz8dv6s
HNSCC-01-0094 | ORIGINAL | PT | 223 | 2000-01-05 | PET/CT HEAD & NECK CA | PET AC-4min/bed | 1 | GE MEDICAL SYSTEMS | Discovery ST | 26.14 | Positron Emission Tomography Image Storage | [9 empty] | FDG -- fluorodeoxyglucose | 416512736 | 6588 | 0.97 | CYLINDRICAL RING | 700\157 | RING | 700 | 1.3.6.1.4.1.14519.5.2.1.1706.8040.187992318697011939043903208162 | 1.3.6.1.4.1.14519.5.2.1.1706.8040.820341678649406701781804130198 | TCIA | 10.7937/K9/TCIA.2017.umz8dv6s
HNSCC-01-0095 | NULL | RTSTRUCT | 1 | 1999-09-22 | RT SIMULATION | NULL | 1 | ADAC | Pinnacle3 | 9.8 | RT Structure Set Storage | [17 empty] | 1.3.6.1.4.1.14519.5.2.1.1706.8040.182754565505098331541859257140 | 1.3.6.1.4.1.14519.5.2.1.1706.8040.221322806039118740272017266437 | TCIA | 10.7937/K9/TCIA.2017.umz8dv6s
HNSCC-01-0095 | NULL | RTDOSE | 1 | 1999-09-22 | RT SIMULATION | NULL | 1 | ADAC | Pinnacle3 | 9.8 | RT Dose Storage | [17 empty] | 1.3.6.1.4.1.14519.5.2.1.1706.8040.182754565505098331541859257140 | 1.3.6.1.4.1.14519.5.2.1.1706.8040.263469736168804565653011360843 | TCIA | 10.7937/K9/TCIA.2017.umz8dv6s
HNSCC-01-0095 | NULL | RTPLAN | 1 | 1999-09-22 | RT SIMULATION | NULL | 1 | ADAC | Pinnacle3 | 9.8 | RT Plan Storage | [17 empty] | 1.3.6.1.4.1.14519.5.2.1.1706.8040.182754565505098331541859257140 | 1.3.6.1.4.1.14519.5.2.1.1706.8040.839301100284414079745992663147 | TCIA | 10.7937/K9/TCIA.2017.umz8dv6s
HNSCC-01-0095 | ORIGINAL | CT | 170 | 1999-09-22 | RT SIMULATION | NULL | 4 | Philips | Mx8000 IDT 16 | 4.0.0 | CT Image Storage | 120 | HELIX | 500 | 500 |  | 0 | CW | [10 empty] | 1.3.6.1.4.1.14519.5.2.1.1706.8040.182754565505098331541859257140 | 1.3.6.1.4.1.14519.5.2.1.1706.8040.185499065078101100514648846780 | TCIA | 10.7937/K9/TCIA.2017.umz8dv6s
HNSCC-01-0095 | ORIGINAL | PT | 91 | 1999-09-29 | PET/CT HEAD&NECK CA IN | PET_AC_HEAD | 10 | GE MEDICAL SYSTEMS | Discovery RX | 41.04 | Positron Emission Tomography Image Storage | [9 empty] | FDG -- fluorodeoxyglucose | 580764160 | 6588 | 0.97 | CYLINDRICAL RING | 700\153 | RING | 700 | 1.3.6.1.4.1.14519.5.2.1.1706.8040.238791283844884150213422078880 | 1.3.6.1.4.1.14519.5.2.1.1706.8040.171654532725307514413397228393 | TCIA | 10.7937/K9/TCIA.2017.umz8dv6s
HNSCC-01-0095 | ORIGINAL | PT | 91 | 1999-09-29 | PET/CT HEAD&NECK CA IN | PET_NAC_HEAD | 11 | GE MEDICAL SYSTEMS | Discovery RX | 41.04 | Positron Emission Tomography Image Storage | [9 empty] | FDG -- fluorodeoxyglucose | 580764160 | 6588 | 0.97 | CYLINDRICAL RING | 700\153 | RING | 700 | 1.3.6.1.4.1.14519.5.2.1.1706.8040.238791283844884150213422078880 | 1.3.6.1.4.1.14519.5.2.1.1706.8040.186172640059903234980141718692 | TCIA | 10.7937/K9/TCIA.2017.umz8dv6s
HNSCC-01-0095 | ORIGINAL | PT | 223 | 1999-09-29 | PET/CT HEAD&NECK CA IN | PET_AC | 4 | GE MEDICAL SYSTEMS | Discovery RX | 41.04 | Positron Emission Tomography Image Storage | [9 empty] | FDG -- fluorodeoxyglucose | 580764160 | 6588 | 0.97 | CYLINDRICAL RING | 700\153 | RING | 700 | 1.3.6.1.4.1.14519.5.2.1.1706.8040.238791283844884150213422078880 | 1.3.6.1.4.1.14519.5.2.1.1706.8040.253643353728742824845602396245 | TCIA | 10.7937/K9/TCIA.2017.umz8dv6s
HNSCC-01-0095 | ORIGINAL | CT | 223 | 1999-09-29 | PET/CT HEAD&NECK CA IN | CT Atten Cor Head IN | 2 | GE MEDICAL SYSTEMS | Discovery RX | pet_vct_hp.80 | CT Image Storage | 120 | HELICAL MODE | 500 | 500 | 949.075 | 0 | CW | 566 | 27.5 | [8 empty] | 1.3.6.1.4.1.14519.5.2.1.1706.8040.238791283844884150213422078880 | 1.3.6.1.4.1.14519.5.2.1.1706.8040.265660488315294159688344512385 | TCIA | 10.7937/K9/TCIA.2017.umz8dv6s
HNSCC-01-0095 | ORIGINAL | PT | 223 | 1999-09-29 | PET/CT HEAD&NECK CA IN | PET_NAC | 5 | GE MEDICAL SYSTEMS | Discovery RX | 41.04 | Positron Emission Tomography Image Storage | [9 empty] | FDG -- fluorodeoxyglucose | 580764160 | 6588 | 0.97 | CYLINDRICAL RING | 700\153 | RING | 700 | 1.3.6.1.4.1.14519.5.2.1.1706.8040.238791283844884150213422078880 | 1.3.6.1.4.1.14519.5.2.1.1706.8040.986841299544557664618959208609 | TCIA | 10.7937/K9/TCIA.2017.umz8dv6s
HNSCC-01-0095 | ORIGINAL | PT | 91 | 2000-03-12 | PET/CT HEAD & NECK CA | PET_AC_HEAD | 10 | GE MEDICAL SYSTEMS | Discovery RX | 41.04 | Positron Emission Tomography Image Storage | [9 empty] | FDG -- fluorodeoxyglucose | 684187520 | 6588 | 0.97 | CYLINDRICAL RING | 700\153 | RING | 700 | 1.3.6.1.4.1.14519.5.2.1.1706.8040.229524314166319377256026870362 | 1.3.6.1.4.1.14519.5.2.1.1706.8040.128282097303054189030402437723 | TCIA | 10.7937/K9/TCIA.2017.umz8dv6s
HNSCC-01-0095 | ORIGINAL | PT | 91 | 2000-03-12 | PET/CT HEAD & NECK CA | PET_NAC_HEAD | 11 | GE MEDICAL SYSTEMS | Discovery RX | 41.04 | Positron Emission Tomography Image Storage | [9 empty] | FDG -- fluorodeoxyglucose | 684187520 | 6588 | 0.97 | CYLINDRICAL RING | 700\153 | RING | 700 | 1.3.6.1.4.1.14519.5.2.1.1706.8040.229524314166319377256026870362 | 1.3.6.1.4.1.14519.5.2.1.1706.8040.171008204406335130566780213766 | TCIA | 10.7937/K9/TCIA.2017.umz8dv6s
HNSCC-01-0095 | ORIGINAL | PT | 223 | 2000-03-12 | PET/CT HEAD & NECK CA | PET_AC | 4 | GE MEDICAL SYSTEMS | Discovery RX | 41.04 | Positron Emission Tomography Image Storage | [9 empty] | FDG -- fluorodeoxyglucose | 684187520 | 6588 | 0.97 | CYLINDRICAL RING | 700\153 | RING | 700 | 1.3.6.1.4.1.14519.5.2.1.1706.8040.229524314166319377256026870362 | 1.3.6.1.4.1.14519.5.2.1.1706.8040.249256140746980043112660124899 | TCIA | 10.7937/K9/TCIA.2017.umz8dv6s
HNSCC-01-0095 | ORIGINAL | CT | 223 | 2000-03-12 | PET/CT HEAD & NECK CA | CT Atten Cor Head IN | 2 | GE MEDICAL SYSTEMS | Discovery RX | pet_vct_hp.80 | CT Image Storage | 120 | HELICAL MODE | 500 | 500 | 949.075 | 0 | CW | 566 | 27.5 | [8 empty] | 1.3.6.1.4.1.14519.5.2.1.1706.8040.229524314166319377256026870362 | 1.3.6.1.4.1.14519.5.2.1.1706.8040.318339569882593866304543424755 | TCIA | 10.7937/K9/TCIA.2017.umz8dv6s
HNSCC-01-0095 | ORIGINAL | PT | 223 | 2000-03-12 | PET/CT HEAD & NECK CA | PET_NAC | 5 | GE MEDICAL SYSTEMS | Discovery RX | 41.04 | Positron Emission Tomography Image Storage | [9 empty] | FDG -- fluorodeoxyglucose | 684187520 | 6588 | 0.97 | CYLINDRICAL RING | 700\153 | RING | 700 | 1.3.6.1.4.1.14519.5.2.1.1706.8040.229524314166319377256026870362 | 1.3.6.1.4.1.14519.5.2.1.1706.8040.334440489885000829162224743575 | TCIA | 10.7937/K9/TCIA.2017.umz8dv6s
HNSCC-01-0096 | DERIVED | PT | 40 | 1999-08-09 | OSF PET TUMOR IMAGING, MISCELLAN | PET Coronals | 804 | CPS | 1080 | PS4.0.3 | Positron Emission Tomography Image Storage | [10 empty] | 540570007.3242 | 6586.2 | 0.97 |  |  | NONE |  | 1.3.6.1.4.1.14519.5.2.1.1706.8040.190802033930854465402771276922 | 1.3.6.1.4.1.14519.5.2.1.1706.8040.184676886553278209840855900649 | TCIA | 10.7937/K9/TCIA.2017.umz8dv6s
HNSCC-01-0096 | DERIVED | PT | 40 | 1999-08-09 | OSF PET TUMOR IMAGING, MISCELLAN | PET NAC Coronals | 809 | CPS | 1080 | PS4.0.3 | Positron Emission Tomography Image Storage | [10 empty] | 540570007.3242 | 6586.2 | 0.97 |  |  | NONE |  | 1.3.6.1.4.1.14519.5.2.1.1706.8040.176359165620114369154091649052 | 1.3.6.1.4.1.14519.5.2.1.1706.8040.203198012709100051464178375849 | TCIA | 10.7937/K9/TCIA.2017.umz8dv6s
HNSCC-01-0096 | DERIVED | PT | 40 | 1999-08-09 | OSF PET TUMOR IMAGING, MISCELLAN | PET Coronals | 804 | CPS | 1080 | PS4.0.3 | Positron Emission Tomography Image Storage | [10 empty] | 540570007.3242 | 6586.2 | 0.97 |  |  | NONE |  | 1.3.6.1.4.1.14519.5.2.1.1706.8040.176359165620114369154091649052 | 1.3.6.1.4.1.14519.5.2.1.1706.8040.226479321790970274061124531295 | TCIA | 10.7937/K9/TCIA.2017.umz8dv6s
HNSCC-01-0096 | DERIVED | PT | 50 | 1999-08-09 | OSF PET TUMOR IMAGING, MISCELLAN | PET Sagittals | 806 | CPS | 1080 | PS4.0.3 | Positron Emission Tomography Image Storage | [10 empty] | 540570007.3242 | 6586.2 | 0.97 |  |  | NONE |  | 1.3.6.1.4.1.14519.5.2.1.1706.8040.190802033930854465402771276922 | 1.3.6.1.4.1.14519.5.2.1.1706.8040.302755205161007776799180460722 | TCIA | 10.7937/K9/TCIA.2017.umz8dv6s
HNSCC-01-0096 | DERIVED | PT | 50 | 1999-08-09 | OSF PET TUMOR IMAGING, MISCELLAN | PET Sagittals | 806 | CPS | 1080 | PS4.0.3 | Positron Emission Tomography Image Storage | [10 empty] | 540570007.3242 | 6586.2 | 0.97 |  |  | NONE |  | 1.3.6.1.4.1.14519.5.2.1.1706.8040.176359165620114369154091649052 | 1.3.6.1.4.1.14519.5.2.1.1706.8040.325499288437694983757635690903 | TCIA | 10.7937/K9/TCIA.2017.umz8dv6s
HNSCC-01-0096 | DERIVED | PT | 40 | 1999-08-09 | OSF PET TUMOR IMAGING, MISCELLAN | PET NAC Coronals | 809 | CPS | 1080 | PS4.0.3 | Positron Emission Tomography Image Storage | [10 empty] | 540570007.3242 | 6586.2 | 0.97 |  |  | NONE |  | 1.3.6.1.4.1.14519.5.2.1.1706.8040.190802033930854465402771276922 | 1.3.6.1.4.1.14519.5.2.1.1706.8040.644578394852890857324614280044 | TCIA | 10.7937/K9/TCIA.2017.umz8dv6s
HNSCC-01-0096 | ORIGINAL | CT | 344 | 1999-08-09 | OSF PET TUMOR IMAGING, MISCELLAN | CT WB 5.0 B31s | 3 | SIEMENS | Emotion 6 | VB10B | CT Image Storage | 130 |  | 500.084 | 500 | 940 | 0 | CW | 600 | [9 empty] | 1.3.6.1.4.1.14519.5.2.1.1706.8040.190802033930854465402771276922 | 1.3.6.1.4.1.14519.5.2.1.1706.8040.105919893478110635751533917698 | TCIA | 10.7937/K9/TCIA.2017.umz8dv6s
HNSCC-01-0096 | ORIGINAL | CT | 344 | 1999-08-09 | OSF PET TUMOR IMAGING, MISCELLAN | CT WB 5.0 B31s | 3 | SIEMENS | Emotion 6 | VB10B | CT Image Storage | 130 |  | 500.084 | 500 | 940 | 0 | CW | 600 | [9 empty] | 1.3.6.1.4.1.14519.5.2.1.1706.8040.176359165620114369154091649052 | 1.3.6.1.4.1.14519.5.2.1.1706.8040.309671677879897299031611927911 | TCIA | 10.7937/K9/TCIA.2017.umz8dv6s
HNSCC-01-0096 | ORIGINAL | PT | 215 | 1999-08-09 | OSF PET TUMOR IMAGING, MISCELLAN | PET WB | 4 | CPS | 1080 | PS4.0.3 | Positron Emission Tomography Image Storage | [10 empty] | 540570007.3242 | 6586.2 | 0.97 |  |  | NONE |  | 1.3.6.1.4.1.14519.5.2.1.1706.8040.176359165620114369154091649052 | 1.3.6.1.4.1.14519.5.2.1.1706.8040.635391213722671191657822692342 | TCIA | 10.7937/K9/TCIA.2017.umz8dv6s
HNSCC-01-0096 | ORIGINAL | PT | 215 | 1999-08-09 | OSF PET TUMOR IMAGING, MISCELLAN | PET WB | 4 | CPS | 1080 | PS4.0.3 | Positron Emission Tomography Image Storage | [10 empty] | 540570007.3242 | 6586.2 | 0.97 |  |  | NONE |  | 1.3.6.1.4.1.14519.5.2.1.1706.8040.190802033930854465402771276922 | 1.3.6.1.4.1.14519.5.2.1.1706.8040.898667040804046402239429602533 | TCIA | 10.7937/K9/TCIA.2017.umz8dv6s
HNSCC-01-0096 | NULL | RTSTRUCT | 1 | 1999-10-30 | RT SIMULATION | NULL | 1 | ADAC | Pinnacle3 | 9.8 | RT Structure Set Storage | [17 empty] | 1.3.6.1.4.1.14519.5.2.1.1706.8040.222028698245669229227096139476 | 1.3.6.1.4.1.14519.5.2.1.1706.8040.259858846347152675261081098578 | TCIA | 10.7937/K9/TCIA.2017.umz8dv6s
HNSCC-01-0096 | NULL | RTPLAN | 1 | 1999-10-30 | RT SIMULATION | NULL | 1 | ADAC | Pinnacle3 | 9.8 | RT Plan Storage | [17 empty] | 1.3.6.1.4.1.14519.5.2.1.1706.8040.222028698245669229227096139476 | 1.3.6.1.4.1.14519.5.2.1.1706.8040.264168462969871373866336014230 | TCIA | 10.7937/K9/TCIA.2017.umz8dv6s
HNSCC-01-0096 | NULL | RTDOSE | 1 | 1999-10-30 | RT SIMULATION | NULL | 1 | ADAC | Pinnacle3 | 9.8 | RT Dose Storage | [17 empty] | 1.3.6.1.4.1.14519.5.2.1.1706.8040.222028698245669229227096139476 | 1.3.6.1.4.1.14519.5.2.1.1706.8040.298748962458447636221945006063 | TCIA | 10.7937/K9/TCIA.2017.umz8dv6s
HNSCC-01-0096 | ORIGINAL | CT | 161 | 1999-10-30 | RT SIMULATION | NULL | 3 | Philips | Mx8000 IDT 16 | 4.0.0 | CT Image Storage | 120 | HELIX | 500 | 500 |  | 0 | CW | [10 empty] | 1.3.6.1.4.1.14519.5.2.1.1706.8040.222028698245669229227096139476 | 1.3.6.1.4.1.14519.5.2.1.1706.8040.737792128731425215652753436804 | TCIA | 10.7937/K9/TCIA.2017.umz8dv6s
HNSCC-01-0096 | ORIGINAL | CT | 223 | 2000-04-29 | PET/CT HEAD & NECK CA | CT Atten Cor Head In | 2 | GE MEDICAL SYSTEMS | Discovery ST | LightSpeedAppsdstm5_goc1_11D_R2.9N.IRIX646.5 | CT Image Storage | 120 | HELICAL MODE | 500 | 500 | 949.075 | 0 | CW | 675 | [9 empty] | 1.3.6.1.4.1.14519.5.2.1.1706.8040.272705132864070272325555341298 | 1.3.6.1.4.1.14519.5.2.1.1706.8040.164951878091083817848365500377 | TCIA | 10.7937/K9/TCIA.2017.umz8dv6s
HNSCC-01-0096 | ORIGINAL | PT | 91 | 2000-04-29 | PET/CT HEAD & NECK CA | PET AC H&N | 1 | GE MEDICAL SYSTEMS | Discovery ST | 26.14 | Positron Emission Tomography Image Storage | [9 empty] | FDG -- fluorodeoxyglucose | 668479360 | 6588 | 0.97 | CYLINDRICAL RING | 700\157 | RING | 700 | 1.3.6.1.4.1.14519.5.2.1.1706.8040.272705132864070272325555341298 | 1.3.6.1.4.1.14519.5.2.1.1706.8040.169728791685675082119650185994 | TCIA | 10.7937/K9/TCIA.2017.umz8dv6s
HNSCC-01-0096 | ORIGINAL | PT | 223 | 2000-04-29 | PET/CT HEAD & NECK CA | PET AC | 1 | GE MEDICAL SYSTEMS | Discovery ST | 26.14 | Positron Emission Tomography Image Storage | [9 empty] | FDG -- fluorodeoxyglucose | 668479360 | 6588 | 0.97 | CYLINDRICAL RING | 700\157 | RING | 700 | 1.3.6.1.4.1.14519.5.2.1.1706.8040.272705132864070272325555341298 | 1.3.6.1.4.1.14519.5.2.1.1706.8040.170099472887387803705904464117 | TCIA | 10.7937/K9/TCIA.2017.umz8dv6s
HNSCC-01-0096 | ORIGINAL | PT | 223 | 2000-04-29 | PET/CT HEAD & NECK CA | No AC Recon | 2 | GE MEDICAL SYSTEMS | Discovery ST | 26.14 | Positron Emission Tomography Image Storage | [9 empty] | FDG -- fluorodeoxyglucose | 668479360 | 6588 | 0.97 | CYLINDRICAL RING | 700\157 | RING | 700 | 1.3.6.1.4.1.14519.5.2.1.1706.8040.272705132864070272325555341298 | 1.3.6.1.4.1.14519.5.2.1.1706.8040.260698710524684052307270273531 | TCIA | 10.7937/K9/TCIA.2017.umz8dv6s
HNSCC-01-0096 | ORIGINAL | PT | 91 | 2000-04-29 | PET/CT HEAD & NECK CA | No AC Recon H&N | 2 | GE MEDICAL SYSTEMS | Discovery ST | 26.14 | Positron Emission Tomography Image Storage | [9 empty] | FDG -- fluorodeoxyglucose | 668479360 | 6588 | 0.97 | CYLINDRICAL RING | 700\157 | RING | 700 | 1.3.6.1.4.1.14519.5.2.1.1706.8040.272705132864070272325555341298 | 1.3.6.1.4.1.14519.5.2.1.1706.8040.605527697001934320030837089555 | TCIA | 10.7937/K9/TCIA.2017.umz8dv6s
HNSCC-01-0097 | ORIGINAL | PT | 91 | 1999-08-22 | PET/CT HEAD&NECK CA IN | PET_AC_HEAD | 10 | GE MEDICAL SYSTEMS | Discovery STE | 41.04 | Positron Emission Tomography Image Storage | [9 empty] | FDG -- fluorodeoxyglucose | 683949184 | 6588 | 0.97 | CYLINDRICAL RING | 700\153 | RING | 700 | 1.3.6.1.4.1.14519.5.2.1.1706.8040.229297424476409196477497105597 | 1.3.6.1.4.1.14519.5.2.1.1706.8040.119785629630678693658045053946 | TCIA | 10.7937/K9/TCIA.2017.umz8dv6s
HNSCC-01-0097 | ORIGINAL | PT | 91 | 1999-08-22 | PET/CT HEAD&NECK CA IN | PET_NAC_HEAD | 11 | GE MEDICAL SYSTEMS | Discovery STE | 41.04 | Positron Emission Tomography Image Storage | [9 empty] | FDG -- fluorodeoxyglucose | 683949184 | 6588 | 0.97 | CYLINDRICAL RING | 700\153 | RING | 700 | 1.3.6.1.4.1.14519.5.2.1.1706.8040.229297424476409196477497105597 | 1.3.6.1.4.1.14519.5.2.1.1706.8040.183247994181696253717967242135 | TCIA | 10.7937/K9/TCIA.2017.umz8dv6s
HNSCC-01-0097 | ORIGINAL | PT | 223 | 1999-08-22 | PET/CT HEAD&NECK CA IN | PET_AC | 4 | GE MEDICAL SYSTEMS | Discovery STE | 41.04 | Positron Emission Tomography Image Storage | [9 empty] | FDG -- fluorodeoxyglucose | 683949184 | 6588 | 0.97 | CYLINDRICAL RING | 700\153 | RING | 700 | 1.3.6.1.4.1.14519.5.2.1.1706.8040.229297424476409196477497105597 | 1.3.6.1.4.1.14519.5.2.1.1706.8040.249838712580510875848082634674 | TCIA | 10.7937/K9/TCIA.2017.umz8dv6s
HNSCC-01-0097 | ORIGINAL | CT | 223 | 1999-08-22 | PET/CT HEAD&NECK CA IN | CT Atten Cor Head IN | 2 | GE MEDICAL SYSTEMS | Discovery STE | pet_vct_hp.80 | CT Image Storage | 120 | HELICAL MODE | 500 | 500 | 949.075 | 0 | CW | 566 | 27.5 | [8 empty] | 1.3.6.1.4.1.14519.5.2.1.1706.8040.229297424476409196477497105597 | 1.3.6.1.4.1.14519.5.2.1.1706.8040.630780147536005328483888984784 | TCIA | 10.7937/K9/TCIA.2017.umz8dv6s
HNSCC-01-0097 | ORIGINAL | PT | 223 | 1999-08-22 | PET/CT HEAD&NECK CA IN | PET_NAC | 5 | GE MEDICAL SYSTEMS | Discovery STE | 41.04 | Positron Emission Tomography Image Storage | [9 empty] | FDG -- fluorodeoxyglucose | 683949184 | 6588 | 0.97 | CYLINDRICAL RING | 700\153 | RING | 700 | 1.3.6.1.4.1.14519.5.2.1.1706.8040.229297424476409196477497105597 | 1.3.6.1.4.1.14519.5.2.1.1706.8040.962139499093035729122325907059 | TCIA | 10.7937/K9/TCIA.2017.umz8dv6s
HNSCC-01-0097 | NULL | RTDOSE | 1 | 1999-09-11 | RT SIMULATION | NULL | 1 | ADAC | Pinnacle3 | 9.8 | RT Dose Storage | [17 empty] | 1.3.6.1.4.1.14519.5.2.1.1706.8040.143463449706747396920180283427 | 1.3.6.1.4.1.14519.5.2.1.1706.8040.199294536634851789227134359106 | TCIA | 10.7937/K9/TCIA.2017.umz8dv6s
HNSCC-01-0097 | NULL | RTSTRUCT | 1 | 1999-09-11 | RT SIMULATION | NULL | 1 | ADAC | Pinnacle3 | 9.8 | RT Structure Set Storage | [17 empty] | 1.3.6.1.4.1.14519.5.2.1.1706.8040.143463449706747396920180283427 | 1.3.6.1.4.1.14519.5.2.1.1706.8040.229131108742014308333141137638 | TCIA | 10.7937/K9/TCIA.2017.umz8dv6s
HNSCC-01-0097 | NULL | RTPLAN | 1 | 1999-09-11 | RT SIMULATION | NULL | 1 | ADAC | Pinnacle3 | 9.8 | RT Plan Storage | [17 empty] | 1.3.6.1.4.1.14519.5.2.1.1706.8040.143463449706747396920180283427 | 1.3.6.1.4.1.14519.5.2.1.1706.8040.249300101621397749997953287681 | TCIA | 10.7937/K9/TCIA.2017.umz8dv6s
HNSCC-01-0097 | ORIGINAL | CT | 140 | 1999-09-11 | RT SIMULATION | NULL | 3 | Philips | Mx8000 IDT 16 | 4.0.0 | CT Image Storage | 120 | HELIX | 500 | 500 |  | 0 | CW | [10 empty] | 1.3.6.1.4.1.14519.5.2.1.1706.8040.143463449706747396920180283427 | 1.3.6.1.4.1.14519.5.2.1.1706.8040.439632859293659751531926890065 | TCIA | 10.7937/K9/TCIA.2017.umz8dv6s
HNSCC-01-0097 | ORIGINAL | CT | 223 | 2000-01-08 | PET/CT HEAD & NECK CA | CT Atten Cor Head IN | 2 | GE MEDICAL SYSTEMS | Discovery RX | pet_vct_hp.80 | CT Image Storage | 120 | HELICAL MODE | 500 | 500 | 949.075 | 0 | CW | 566 | 27.5 | [8 empty] | 1.3.6.1.4.1.14519.5.2.1.1706.8040.269540173698162066559615135351 | 1.3.6.1.4.1.14519.5.2.1.1706.8040.209365936581513214459133003990 | TCIA | 10.7937/K9/TCIA.2017.umz8dv6s
HNSCC-01-0097 | ORIGINAL | PT | 91 | 2000-01-08 | PET/CT HEAD & NECK CA | PET_NAC_HEAD | 6 | GE MEDICAL SYSTEMS | Discovery RX | 41.04 | Positron Emission Tomography Image Storage | [9 empty] | FDG -- fluorodeoxyglucose | 543747776 | 6588 | 0.97 | CYLINDRICAL RING | 700\153 | RING | 700 | 1.3.6.1.4.1.14519.5.2.1.1706.8040.795058778283325589956570060123 | 1.3.6.1.4.1.14519.5.2.1.1706.8040.276696580368622015998779577446 | TCIA | 10.7937/K9/TCIA.2017.umz8dv6s
HNSCC-01-0097 | ORIGINAL | PT | 223 | 2000-01-08 | PET/CT HEAD & NECK CA | PET_AC | 4 | GE MEDICAL SYSTEMS | Discovery RX | 41.04 | Positron Emission Tomography Image Storage | [9 empty] | FDG -- fluorodeoxyglucose | 543747776 | 6588 | 0.97 | CYLINDRICAL RING | 700\153 | RING | 700 | 1.3.6.1.4.1.14519.5.2.1.1706.8040.269540173698162066559615135351 | 1.3.6.1.4.1.14519.5.2.1.1706.8040.345076316440754865801331136435 | TCIA | 10.7937/K9/TCIA.2017.umz8dv6s
HNSCC-01-0097 | ORIGINAL | PT | 91 | 2000-01-08 | PET/CT HEAD & NECK CA | PET_AC_HEAD | 5 | GE MEDICAL SYSTEMS | Discovery RX | 41.04 | Positron Emission Tomography Image Storage | [9 empty] | FDG -- fluorodeoxyglucose | 543747776 | 6588 | 0.97 | CYLINDRICAL RING | 700\153 | RING | 700 | 1.3.6.1.4.1.14519.5.2.1.1706.8040.795058778283325589956570060123 | 1.3.6.1.4.1.14519.5.2.1.1706.8040.698074094274470648355434694979 | TCIA | 10.7937/K9/TCIA.2017.umz8dv6s
HNSCC-01-0097 | ORIGINAL | PT | 223 | 2000-01-08 | PET/CT HEAD & NECK CA | PET_NAC | 5 | GE MEDICAL SYSTEMS | Discovery RX | 41.04 | Positron Emission Tomography Image Storage | [9 empty] | FDG -- fluorodeoxyglucose | 543747776 | 6588 | 0.97 | CYLINDRICAL RING | 700\153 | RING | 700 | 1.3.6.1.4.1.14519.5.2.1.1706.8040.269540173698162066559615135351 | 1.3.6.1.4.1.14519.5.2.1.1706.8040.728850952288471507869026796700 | TCIA | 10.7937/K9/TCIA.2017.umz8dv6s
HNSCC-01-0098 | NULL | RTSTRUCT | 1 | 1999-09-11 | RT SIMULATION | NULL | 1 | ADAC | Pinnacle3 | 9.8 | RT Structure Set Storage | [17 empty] | 1.3.6.1.4.1.14519.5.2.1.1706.8040.193269762753649359235910056812 | 1.3.6.1.4.1.14519.5.2.1.1706.8040.156164677999868136443320166227 | TCIA | 10.7937/K9/TCIA.2017.umz8dv6s
HNSCC-01-0098 | NULL | RTDOSE | 1 | 1999-09-11 | RT SIMULATION | NULL | 1 | ADAC | Pinnacle3 | 9.8 | RT Dose Storage | [17 empty] | 1.3.6.1.4.1.14519.5.2.1.1706.8040.193269762753649359235910056812 | 1.3.6.1.4.1.14519.5.2.1.1706.8040.278864368757198184720806663627 | TCIA | 10.7937/K9/TCIA.2017.umz8dv6s
HNSCC-01-0098 | NULL | RTPLAN | 1 | 1999-09-11 | RT SIMULATION | NULL | 1 | ADAC | Pinnacle3 | 9.8 | RT Plan Storage | [17 empty] | 1.3.6.1.4.1.14519.5.2.1.1706.8040.193269762753649359235910056812 | 1.3.6.1.4.1.14519.5.2.1.1706.8040.469427779025555772069756076028 | TCIA | 10.7937/K9/TCIA.2017.umz8dv6s
HNSCC-01-0098 | ORIGINAL | CT | 160 | 1999-09-11 | RT SIMULATION | NULL | NULL | Philips Medical Systems | PQ5000 | 4.9.1/5.0.2 | CT Image Storage | 130 |  | 480 | 480 |  | 0 | CC | [10 empty] | 1.3.6.1.4.1.14519.5.2.1.1706.8040.193269762753649359235910056812 | 1.3.6.1.4.1.14519.5.2.1.1706.8040.198606513139361608529143666191 | TCIA | 10.7937/K9/TCIA.2017.umz8dv6s
HNSCC-01-0098 | ORIGINAL | CT | 223 | 1999-09-14 | PET/CT H/N INT | CT Atten Cor Head IN | 2 | GE MEDICAL SYSTEMS | Discovery RX | pet_vct_hp.80 | CT Image Storage | 120 | HELICAL MODE | 500 | 500 | 949.075 | 0 | CW | 566 | 27.5 | [8 empty] | 1.3.6.1.4.1.14519.5.2.1.1706.8040.594825683783003309835328557281 | 1.3.6.1.4.1.14519.5.2.1.1706.8040.119341721616564154424083652515 | TCIA | 10.7937/K9/TCIA.2017.umz8dv6s
HNSCC-01-0098 | ORIGINAL | PT | 91 | 1999-09-14 | PET/CT H/N INT | PET_AC_HEAD | 10 | GE MEDICAL SYSTEMS | Discovery RX | 41.04 | Positron Emission Tomography Image Storage | [9 empty] | FDG -- fluorodeoxyglucose | 681900992 | 6588 | 0.97 | CYLINDRICAL RING | 700\153 | RING | 700 | 1.3.6.1.4.1.14519.5.2.1.1706.8040.594825683783003309835328557281 | 1.3.6.1.4.1.14519.5.2.1.1706.8040.468008082601533598605348152032 | TCIA | 10.7937/K9/TCIA.2017.umz8dv6s
HNSCC-01-0098 | ORIGINAL | PT | 223 | 1999-09-14 | PET/CT H/N INT | PET_AC | 4 | GE MEDICAL SYSTEMS | Discovery RX | 41.04 | Positron Emission Tomography Image Storage | [9 empty] | FDG -- fluorodeoxyglucose | 681900992 | 6588 | 0.97 | CYLINDRICAL RING | 700\153 | RING | 700 | 1.3.6.1.4.1.14519.5.2.1.1706.8040.594825683783003309835328557281 | 1.3.6.1.4.1.14519.5.2.1.1706.8040.530009692399330845955811136495 | TCIA | 10.7937/K9/TCIA.2017.umz8dv6s
HNSCC-01-0098 | ORIGINAL | PT | 223 | 1999-09-14 | PET/CT H/N INT | PET_NAC | 5 | GE MEDICAL SYSTEMS | Discovery RX | 41.04 | Positron Emission Tomography Image Storage | [9 empty] | FDG -- fluorodeoxyglucose | 681900992 | 6588 | 0.97 | CYLINDRICAL RING | 700\153 | RING | 700 | 1.3.6.1.4.1.14519.5.2.1.1706.8040.594825683783003309835328557281 | 1.3.6.1.4.1.14519.5.2.1.1706.8040.896792349974994390320985717561 | TCIA | 10.7937/K9/TCIA.2017.umz8dv6s
HNSCC-01-0098 | ORIGINAL | PT | 91 | 1999-09-14 | PET/CT H/N INT | PET_NAC_HEAD | 11 | GE MEDICAL SYSTEMS | Discovery RX | 41.04 | Positron Emission Tomography Image Storage | [9 empty] | FDG -- fluorodeoxyglucose | 681900992 | 6588 | 0.97 | CYLINDRICAL RING | 700\153 | RING | 700 | 1.3.6.1.4.1.14519.5.2.1.1706.8040.594825683783003309835328557281 | 1.3.6.1.4.1.14519.5.2.1.1706.8040.925923981018052730044774423986 | TCIA | 10.7937/K9/TCIA.2017.umz8dv6s
HNSCC-01-0098 | ORIGINAL | PT | 91 | 2000-01-02 | pet/ct head&neck | PET_AC_HEAD | 10 | GE MEDICAL SYSTEMS | Discovery RX | 41.04 | Positron Emission Tomography Image Storage | [9 empty] | FDG -- fluorodeoxyglucose | 679034112 | 6588 | 0.97 | CYLINDRICAL RING | 700\153 | RING | 700 | 1.3.6.1.4.1.14519.5.2.1.1706.8040.269080447303687377863895355529 | 1.3.6.1.4.1.14519.5.2.1.1706.8040.187536251295257151336452729729 | TCIA | 10.7937/K9/TCIA.2017.umz8dv6s
HNSCC-01-0098 | ORIGINAL | PT | 91 | 2000-01-02 | pet/ct head&neck | PET_NAC_HEAD | 11 | GE MEDICAL SYSTEMS | Discovery RX | 41.04 | Positron Emission Tomography Image Storage | [9 empty] | FDG -- fluorodeoxyglucose | 679034112 | 6588 | 0.97 | CYLINDRICAL RING | 700\153 | RING | 700 | 1.3.6.1.4.1.14519.5.2.1.1706.8040.269080447303687377863895355529 | 1.3.6.1.4.1.14519.5.2.1.1706.8040.206526761931799082282684340281 | TCIA | 10.7937/K9/TCIA.2017.umz8dv6s
HNSCC-01-0098 | ORIGINAL | PT | 223 | 2000-01-02 | pet/ct head&neck | PET_NAC | 5 | GE MEDICAL SYSTEMS | Discovery RX | 41.04 | Positron Emission Tomography Image Storage | [9 empty] | FDG -- fluorodeoxyglucose | 679034112 | 6588 | 0.97 | CYLINDRICAL RING | 700\153 | RING | 700 | 1.3.6.1.4.1.14519.5.2.1.1706.8040.269080447303687377863895355529 | 1.3.6.1.4.1.14519.5.2.1.1706.8040.217175251890685235119152594203 | TCIA | 10.7937/K9/TCIA.2017.umz8dv6s
HNSCC-01-0098 | ORIGINAL | PT | 223 | 2000-01-02 | pet/ct head&neck | PET_AC 4MIN/BED | 4 | GE MEDICAL SYSTEMS | Discovery RX | 41.04 | Positron Emission Tomography Image Storage | [9 empty] | FDG -- fluorodeoxyglucose | 679034112 | 6588 | 0.97 | CYLINDRICAL RING | 700\153 | RING | 700 | 1.3.6.1.4.1.14519.5.2.1.1706.8040.269080447303687377863895355529 | 1.3.6.1.4.1.14519.5.2.1.1706.8040.301649092847410273089875906090 | TCIA | 10.7937/K9/TCIA.2017.umz8dv6s
HNSCC-01-0098 | ORIGINAL | CT | 223 | 2000-01-02 | pet/ct head&neck | CT Atten Cor Head IN | 2 | GE MEDICAL SYSTEMS | Discovery RX | pet_vct_hp.80 | CT Image Storage | 120 | HELICAL MODE | 500 | 500 | 949.075 | 0 | CW | 566 | 27.5 | [8 empty] | 1.3.6.1.4.1.14519.5.2.1.1706.8040.269080447303687377863895355529 | 1.3.6.1.4.1.14519.5.2.1.1706.8040.310328784716415112307215291863 | TCIA | 10.7937/K9/TCIA.2017.umz8dv6s
HNSCC-01-0099 | NULL | RTDOSE | 1 | 1999-08-31 | RT SIMULATION | NULL | 1 | ADAC | Pinnacle3 | 9.8 | RT Dose Storage | [17 empty] | 1.3.6.1.4.1.14519.5.2.1.1706.8040.265673372089724438565611252469 | 1.3.6.1.4.1.14519.5.2.1.1706.8040.238591954694667782098898063610 | TCIA | 10.7937/K9/TCIA.2017.umz8dv6s
HNSCC-01-0099 | NULL | RTSTRUCT | 1 | 1999-08-31 | RT SIMULATION | NULL | 1 | ADAC | Pinnacle3 | 9.8 | RT Structure Set Storage | [17 empty] | 1.3.6.1.4.1.14519.5.2.1.1706.8040.265673372089724438565611252469 | 1.3.6.1.4.1.14519.5.2.1.1706.8040.295463569841460585212900043768 | TCIA | 10.7937/K9/TCIA.2017.umz8dv6s
HNSCC-01-0099 | NULL | RTPLAN | 1 | 1999-08-31 | RT SIMULATION | NULL | 1 | ADAC | Pinnacle3 | 9.8 | RT Plan Storage | [17 empty] | 1.3.6.1.4.1.14519.5.2.1.1706.8040.265673372089724438565611252469 | 1.3.6.1.4.1.14519.5.2.1.1706.8040.333218543509668683223700157283 | TCIA | 10.7937/K9/TCIA.2017.umz8dv6s
HNSCC-01-0099 | ORIGINAL | CT | 150 | 1999-08-31 | RT SIMULATION | NULL | NULL | Philips Medical Systems | PQ5000 | 4.9.1/5.0.2 | CT Image Storage | 130 |  | 480 | 480 |  | 0 | CC | [10 empty] | 1.3.6.1.4.1.14519.5.2.1.1706.8040.265673372089724438565611252469 | 1.3.6.1.4.1.14519.5.2.1.1706.8040.210166658394075486631740198751 | TCIA | 10.7937/K9/TCIA.2017.umz8dv6s
HNSCC-01-0099 | ORIGINAL | PT | 223 | 1999-09-07 | PET/CT HEAD&NECK CA IN | PET_NAC | 5 | GE MEDICAL SYSTEMS | Discovery STE | 41.04 | Positron Emission Tomography Image Storage | [9 empty] | FDG -- fluorodeoxyglucose | 547803072 | 6588 | 0.97 | CYLINDRICAL RING | 700\153 | RING | 700 | 1.3.6.1.4.1.14519.5.2.1.1706.8040.214569028166901453908859707375 | 1.3.6.1.4.1.14519.5.2.1.1706.8040.102147016662682950704295458965 | TCIA | 10.7937/K9/TCIA.2017.umz8dv6s
HNSCC-01-0099 | ORIGINAL | PT | 91 | 1999-09-07 | PET/CT HEAD&NECK CA IN | PET_AC_HEAD | 10 | GE MEDICAL SYSTEMS | Discovery STE | 41.04 | Positron Emission Tomography Image Storage | [9 empty] | FDG -- fluorodeoxyglucose | 547803072 | 6588 | 0.97 | CYLINDRICAL RING | 700\153 | RING | 700 | 1.3.6.1.4.1.14519.5.2.1.1706.8040.214569028166901453908859707375 | 1.3.6.1.4.1.14519.5.2.1.1706.8040.310559175710160402289219893902 | TCIA | 10.7937/K9/TCIA.2017.umz8dv6s
HNSCC-01-0099 | ORIGINAL | PT | 91 | 1999-09-07 | PET/CT HEAD&NECK CA IN | PET_NAC_HEAD | 11 | GE MEDICAL SYSTEMS | Discovery STE | 41.04 | Positron Emission Tomography Image Storage | [9 empty] | FDG -- fluorodeoxyglucose | 547803072 | 6588 | 0.97 | CYLINDRICAL RING | 700\153 | RING | 700 | 1.3.6.1.4.1.14519.5.2.1.1706.8040.214569028166901453908859707375 | 1.3.6.1.4.1.14519.5.2.1.1706.8040.610863106754563157953416087851 | TCIA | 10.7937/K9/TCIA.2017.umz8dv6s
HNSCC-01-0099 | ORIGINAL | CT | 223 | 1999-09-07 | PET/CT HEAD&NECK CA IN | CT Atten Cor Head IN | 2 | GE MEDICAL SYSTEMS | Discovery STE | pet_vct_hp.80 | CT Image Storage | 120 | HELICAL MODE | 500 | 500 | 949.075 | 0 | CW | 566 | 27.5 | [8 empty] | 1.3.6.1.4.1.14519.5.2.1.1706.8040.214569028166901453908859707375 | 1.3.6.1.4.1.14519.5.2.1.1706.8040.633954811754620577145307592557 | TCIA | 10.7937/K9/TCIA.2017.umz8dv6s
HNSCC-01-0099 | ORIGINAL | PT | 223 | 1999-09-07 | PET/CT HEAD&NECK CA IN | PET_AC | 4 | GE MEDICAL SYSTEMS | Discovery STE | 41.04 | Positron Emission Tomography Image Storage | [9 empty] | FDG -- fluorodeoxyglucose | 547803072 | 6588 | 0.97 | CYLINDRICAL RING | 700\153 | RING | 700 | 1.3.6.1.4.1.14519.5.2.1.1706.8040.214569028166901453908859707375 | 1.3.6.1.4.1.14519.5.2.1.1706.8040.929100434882508136206707959367 | TCIA | 10.7937/K9/TCIA.2017.umz8dv6s
HNSCC-01-0099 | ORIGINAL | PT | 91 | 2000-02-29 | PET/CT HEAD & NECK CA | PET_AC_HEAD | 10 | GE MEDICAL SYSTEMS | Discovery STE | 41.04 | Positron Emission Tomography Image Storage | [9 empty] | FDG -- fluorodeoxyglucose | 664137280 | 6588 | 0.97 | CYLINDRICAL RING | 700\153 | RING | 700 | 1.3.6.1.4.1.14519.5.2.1.1706.8040.220328462741348209983487775007 | 1.3.6.1.4.1.14519.5.2.1.1706.8040.339490283126807238737543792447 | TCIA | 10.7937/K9/TCIA.2017.umz8dv6s
HNSCC-01-0099 | ORIGINAL | CT | 223 | 2000-02-29 | PET/CT HEAD & NECK CA | CT Atten Cor Head IN | 2 | GE MEDICAL SYSTEMS | Discovery STE | pet_vct_hp.80 | CT Image Storage | 120 | HELICAL MODE | 500 | 500 | 949.075 | 0 | CW | 566 | 27.5 | [8 empty] | 1.3.6.1.4.1.14519.5.2.1.1706.8040.220328462741348209983487775007 | 1.3.6.1.4.1.14519.5.2.1.1706.8040.533630749146159135639135147330 | TCIA | 10.7937/K9/TCIA.2017.umz8dv6s
HNSCC-01-0100 | ORIGINAL | CT | 223 | 1999-10-12 | PET/CT HEAD&NECK CA | CT Atten Cor Head In | 2 | GE MEDICAL SYSTEMS | Discovery ST | LightSpeedverrel | CT Image Storage | 120 | HELICAL MODE | 500 | 500 | 949.075 | 0 | CW | 675 | [9 empty] | 1.3.6.1.4.1.14519.5.2.1.1706.8040.254575986121725119874745750847 | 1.3.6.1.4.1.14519.5.2.1.1706.8040.263531750919820165401372498524 | TCIA | 10.7937/K9/TCIA.2017.umz8dv6s
HNSCC-01-0100 | NULL | RTDOSE | 1 | 1999-10-12 | RT SIMULATION | NULL | 1 | ADAC | Pinnacle3 | 9.8 | RT Dose Storage | [17 empty] | 1.3.6.1.4.1.14519.5.2.1.1706.8040.254575986121725119874745750847 | 1.3.6.1.4.1.14519.5.2.1.1706.8040.324330950519919676983844370785 | TCIA | 10.7937/K9/TCIA.2017.umz8dv6s
HNSCC-01-0100 | NULL | RTSTRUCT | 1 | 1999-10-12 | RT SIMULATION | NULL | 1 | ADAC | Pinnacle3 | 9.8 | RT Structure Set Storage | [17 empty] | 1.3.6.1.4.1.14519.5.2.1.1706.8040.254575986121725119874745750847 | 1.3.6.1.4.1.14519.5.2.1.1706.8040.572192567984141804543487086394 | TCIA | 10.7937/K9/TCIA.2017.umz8dv6s
HNSCC-01-0100 | NULL | RTPLAN | 1 | 1999-10-12 | RT SIMULATION | NULL | 1 | ADAC | Pinnacle3 | 9.8 | RT Plan Storage | [17 empty] | 1.3.6.1.4.1.14519.5.2.1.1706.8040.254575986121725119874745750847 | 1.3.6.1.4.1.14519.5.2.1.1706.8040.678931497123709358960974025568 | TCIA | 10.7937/K9/TCIA.2017.umz8dv6s
HNSCC-01-0100 | ORIGINAL | CT | 176 | 1999-10-12 | RT SIMULATION | Recon 3: CT ATTEN H&N | 7 | GE MEDICAL SYSTEMS | Discovery ST | LightSpeedverrel | CT Image Storage | 100 | HELICAL MODE | 500 | 500 | 949.075 | 0 | CW | 641 | [9 empty] | 1.3.6.1.4.1.14519.5.2.1.1706.8040.254575986121725119874745750847 | 1.3.6.1.4.1.14519.5.2.1.1706.8040.168666013712508672277963109718 | TCIA | 10.7937/K9/TCIA.2017.umz8dv6s
HNSCC-01-0100 | ORIGINAL | CT | 223 | 2000-01-31 | PET/CT HEAD&NECK CA IN | CT Atten Cor Head IN | 2 | GE MEDICAL SYSTEMS | Discovery STE | pet_vct_hp.80 | CT Image Storage | 120 | HELICAL MODE | 500 | 500 | 949.075 | 0 | CW | 566 | 27.5 | [8 empty] | 1.3.6.1.4.1.14519.5.2.1.1706.8040.813934325239838595895175250666 | 1.3.6.1.4.1.14519.5.2.1.1706.8040.203757058057838621814802964819 | TCIA | 10.7937/K9/TCIA.2017.umz8dv6s
HNSCC-01-0100 | ORIGINAL | CT | 2 | 2001-11-20 | CT, SOFT TISSUE NECK W | Scout, N23 | 1 | GE MEDICAL SYSTEMS | LightSpeed16 | 07MW11.10 | CT Image Storage | 120 | SCOUT MODE | 500 |  | 949.075 | 0 | CW | 4572 | [9 empty] | 1.3.6.1.4.1.14519.5.2.1.1706.8040.224580810591696156872060153433 | 1.3.6.1.4.1.14519.5.2.1.1706.8040.142399779406602954369860182909 | TCIA | 10.7937/K9/TCIA.2017.umz8dv6s
HNSCC-01-0100 | ORIGINAL | CT | 290 | 2001-11-20 | CT, SOFT TISSUE NECK W | CONTRAST120CC@3CC/S,90S DELAY | 2 | GE MEDICAL SYSTEMS | LightSpeed16 | 07MW11.10 | CT Image Storage | 140 | HELICAL MODE | 500 | 250 | 949.075 | 0 | CW | 1090 | 13.75 | [8 empty] | 1.3.6.1.4.1.14519.5.2.1.1706.8040.224580810591696156872060153433 | 1.3.6.1.4.1.14519.5.2.1.1706.8040.152034760607938736058841112762 | TCIA | 10.7937/K9/TCIA.2017.umz8dv6s
HNSCC-01-0100 | ORIGINAL | CT | 290 | 2001-11-20 | CT, SOFT TISSUE NECK W | Recon 2: CONTRAST120CC@3CC/S,90 | 3 | GE MEDICAL SYSTEMS | LightSpeed16 | 07MW11.10 | CT Image Storage | 140 | HELICAL MODE | 500 | 250 | 949.075 | 0 | CW | 1090 | 13.75 | [8 empty] | 1.3.6.1.4.1.14519.5.2.1.1706.8040.224580810591696156872060153433 | 1.3.6.1.4.1.14519.5.2.1.1706.8040.284935417158533940979660729231 | TCIA | 10.7937/K9/TCIA.2017.umz8dv6s
HNSCC-01-0100 | ORIGINAL | PT | 207 | 2001-11-20 | PET/CT HEAD & NECK CA | PET_AC_3D_FDG | 6 | GE MEDICAL SYSTEMS | Discovery RX | 41.04 | Positron Emission Tomography Image Storage | [9 empty] | FDG -- fluorodeoxyglucose | 295068928 | 6588 | 0.97 | CYLINDRICAL RING | 700\153 | NONE | 700 | 1.3.6.1.4.1.14519.5.2.1.1706.8040.121022790568575975215244791602 | 1.3.6.1.4.1.14519.5.2.1.1706.8040.105081498520386950159803901131 | TCIA | 10.7937/K9/TCIA.2017.umz8dv6s
HNSCC-01-0100 | ORIGINAL | CT | 1 | 2001-11-20 | PET/CT HEAD & NECK CA | CT SCOUT HEAD IN | 7 | GE MEDICAL SYSTEMS | Discovery RX | 07MWDVCT36.4 | CT Image Storage | 100 | SCOUT MODE | 500 |  | 949.075 | 0 | CW | 4570 | [9 empty] | 1.3.6.1.4.1.14519.5.2.1.1706.8040.121022790568575975215244791602 | 1.3.6.1.4.1.14519.5.2.1.1706.8040.134965679233195620429788608533 | TCIA | 10.7937/K9/TCIA.2017.umz8dv6s
HNSCC-01-0100 | ORIGINAL | CT | 1 | 2001-11-20 | PET/CT HEAD & NECK CA | CT SCOUT HEAD IN | 1 | GE MEDICAL SYSTEMS | Discovery RX | 07MWDVCT36.4 | CT Image Storage | 120 | SCOUT MODE | 500 |  | 949.075 | 0 | CW | 9570 | [9 empty] | 1.3.6.1.4.1.14519.5.2.1.1706.8040.121022790568575975215244791602 | 1.3.6.1.4.1.14519.5.2.1.1706.8040.156911674802292824680228201427 | TCIA | 10.7937/K9/TCIA.2017.umz8dv6s
HNSCC-01-0100 | ORIGINAL | CT | 113 | 2001-11-20 | PET/CT HEAD & NECK CA | CT H&N Zoom | 9 | GE MEDICAL SYSTEMS | Discovery RX | 07MWDVCT36.4 | CT Image Storage | 100 | HELICAL MODE | 500 | 250 | 949.075 | 0 | CW | 500 | 55 | [8 empty] | 1.3.6.1.4.1.14519.5.2.1.1706.8040.121022790568575975215244791602 | 1.3.6.1.4.1.14519.5.2.1.1706.8040.185908492743551110954323580572 | TCIA | 10.7937/K9/TCIA.2017.umz8dv6s
HNSCC-01-0100 | ORIGINAL | PT | 207 | 2001-11-20 | PET/CT HEAD & NECK CA | PET_NAC_3D_FDG | 5 | GE MEDICAL SYSTEMS | Discovery RX | 41.04 | Positron Emission Tomography Image Storage | [9 empty] | FDG -- fluorodeoxyglucose | 295068928 | 6588 | 0.97 | CYLINDRICAL RING | 700\153 | NONE | 700 | 1.3.6.1.4.1.14519.5.2.1.1706.8040.121022790568575975215244791602 | 1.3.6.1.4.1.14519.5.2.1.1706.8040.258433627019770851933342020974 | TCIA | 10.7937/K9/TCIA.2017.umz8dv6s
HNSCC-01-0100 | ORIGINAL | PT | 87 | 2001-11-20 | PET/CT HEAD & NECK CA | 3D_FDG_H&N_NAC | 11 | GE MEDICAL SYSTEMS | Discovery RX | 41.04 | Positron Emission Tomography Image Storage | [9 empty] | FDG -- fluorodeoxyglucose | 295068928 | 6588 | 0.97 | CYLINDRICAL RING | 700\153 | NONE | 700 | 1.3.6.1.4.1.14519.5.2.1.1706.8040.121022790568575975215244791602 | 1.3.6.1.4.1.14519.5.2.1.1706.8040.314064993572222018363046804637 | TCIA | 10.7937/K9/TCIA.2017.umz8dv6s
HNSCC-01-0100 | ORIGINAL | CT | 87 | 2001-11-20 | PET/CT HEAD & NECK CA | CT Soft | 8 | GE MEDICAL SYSTEMS | Discovery RX | 07MWDVCT36.4 | CT Image Storage | 100 | HELICAL MODE | 500 | 500 | 949.075 | 0 | CW | 500 | 55 | [8 empty] | 1.3.6.1.4.1.14519.5.2.1.1706.8040.121022790568575975215244791602 | 1.3.6.1.4.1.14519.5.2.1.1706.8040.419541510705008894539299402140 | TCIA | 10.7937/K9/TCIA.2017.umz8dv6s
HNSCC-01-0100 | ORIGINAL | CT | 207 | 2001-11-20 | PET/CT HEAD & NECK CA | CT Soft | 3 | GE MEDICAL SYSTEMS | Discovery RX | 07MWDVCT36.4 | CT Image Storage | 120 | HELICAL MODE | 500 | 500 | 949.075 | 0 | CW | 500 | 55 | [8 empty] | 1.3.6.1.4.1.14519.5.2.1.1706.8040.121022790568575975215244791602 | 1.3.6.1.4.1.14519.5.2.1.1706.8040.577613447313641346223884708691 | TCIA | 10.7937/K9/TCIA.2017.umz8dv6s
HNSCC-01-0100 | ORIGINAL | CT | 113 | 2001-11-20 | PET/CT HEAD & NECK CA | Recon 3: CT Soft | 10 | GE MEDICAL SYSTEMS | Discovery RX | 07MWDVCT36.4 | CT Image Storage | 100 | HELICAL MODE | 500 | 250 | 949.075 | 0 | CW | 500 | 55 | [8 empty] | 1.3.6.1.4.1.14519.5.2.1.1706.8040.121022790568575975215244791602 | 1.3.6.1.4.1.14519.5.2.1.1706.8040.643785379498205016160538392480 | TCIA | 10.7937/K9/TCIA.2017.umz8dv6s
HNSCC-01-0100 | ORIGINAL | CT | 207 | 2001-11-20 | PET/CT HEAD & NECK CA | CT for CTAC | 2 | GE MEDICAL SYSTEMS | Discovery RX | 07MWDVCT36.4 | CT Image Storage | 120 | HELICAL MODE | 500 | 700 | 949.075 | 0 | CW | 500 | 55 | [8 empty] | 1.3.6.1.4.1.14519.5.2.1.1706.8040.121022790568575975215244791602 | 1.3.6.1.4.1.14519.5.2.1.1706.8040.703260434192992419974228245574 | TCIA | 10.7937/K9/TCIA.2017.umz8dv6s
HNSCC-01-0100 | ORIGINAL | PT | 87 | 2001-11-20 | PET/CT HEAD & NECK CA | PET_AC_3D_FDG_H&N | 12 | GE MEDICAL SYSTEMS | Discovery RX | 41.04 | Positron Emission Tomography Image Storage | [9 empty] | FDG -- fluorodeoxyglucose | 295068928 | 6588 | 0.97 | CYLINDRICAL RING | 700\153 | NONE | 700 | 1.3.6.1.4.1.14519.5.2.1.1706.8040.121022790568575975215244791602 | 1.3.6.1.4.1.14519.5.2.1.1706.8040.742435826174976493690283970650 | TCIA | 10.7937/K9/TCIA.2017.umz8dv6s
HNSCC-01-0100 | ORIGINAL | CT | 207 | 2001-11-20 | PET/CT HEAD & NECK CA | CT Lung | 4 | GE MEDICAL SYSTEMS | Discovery RX | 07MWDVCT36.4 | CT Image Storage | 120 | HELICAL MODE | 500 | 500 | 949.075 | 0 | CW | 500 | 55 | [8 empty] | 1.3.6.1.4.1.14519.5.2.1.1706.8040.121022790568575975215244791602 | 1.3.6.1.4.1.14519.5.2.1.1706.8040.954275417607803309057096589552 | TCIA | 10.7937/K9/TCIA.2017.umz8dv6s
HNSCC-01-0101 | ORIGINAL | PT | 223 | 1999-09-25 | PET,HEAD&NECK CA INIT | No AC Recon | 2 | GE MEDICAL SYSTEMS | Discovery ST | 36.14 | Positron Emission Tomography Image Storage | [9 empty] | FDG -- fluorodeoxyglucose | 605647616 | 6588 | 0.97 | CYLINDRICAL RING | 700\157 | RING | 700 | 1.3.6.1.4.1.14519.5.2.1.1706.8040.665073562098166874241540733073 | 1.3.6.1.4.1.14519.5.2.1.1706.8040.152689122962919461340528742228 | TCIA | 10.7937/K9/TCIA.2017.umz8dv6s
HNSCC-01-0101 | ORIGINAL | PT | 135 | 1999-09-25 | PET,HEAD&NECK CA INIT | PET AC rad onc | 1 | GE MEDICAL SYSTEMS | Discovery ST | 36.14 | Positron Emission Tomography Image Storage | [9 empty] | FDG -- fluorodeoxyglucose | 605647616 | 6588 | 0.97 | CYLINDRICAL RING | 700\157 | RING | 500 | 1.3.6.1.4.1.14519.5.2.1.1706.8040.158765653345813436258938893304 | 1.3.6.1.4.1.14519.5.2.1.1706.8040.161079368170918557449981632396 | TCIA | 10.7937/K9/TCIA.2017.umz8dv6s
HNSCC-01-0101 | ORIGINAL | PT | 223 | 1999-09-25 | PET,HEAD&NECK CA INIT | PET AC | 1 | GE MEDICAL SYSTEMS | Discovery ST | 36.14 | Positron Emission Tomography Image Storage | [9 empty] | FDG -- fluorodeoxyglucose | 605647616 | 6588 | 0.97 | CYLINDRICAL RING | 700\157 | RING | 700 | 1.3.6.1.4.1.14519.5.2.1.1706.8040.665073562098166874241540733073 | 1.3.6.1.4.1.14519.5.2.1.1706.8040.254864788167090117374625975255 | TCIA | 10.7937/K9/TCIA.2017.umz8dv6s
HNSCC-01-0101 | ORIGINAL | CT | 223 | 1999-09-25 | PET,HEAD&NECK CA INIT | CT Atten Cor Head In | 2 | GE MEDICAL SYSTEMS | Discovery ST | LightSpeedverrel | CT Image Storage | 120 | HELICAL MODE | 500 | 500 | 949.075 | 0 | CW | 675 | [9 empty] | 1.3.6.1.4.1.14519.5.2.1.1706.8040.665073562098166874241540733073 | 1.3.6.1.4.1.14519.5.2.1.1706.8040.333115732852518227766019791458 | TCIA | 10.7937/K9/TCIA.2017.umz8dv6s
HNSCC-01-0101 | ORIGINAL | PT | 135 | 1999-09-25 | PET,HEAD&NECK CA INIT | PET AC H&N | 3 | GE MEDICAL SYSTEMS | Discovery ST | 36.14 | Positron Emission Tomography Image Storage | [9 empty] | FDG -- fluorodeoxyglucose | 605647616 | 6588 | 0.97 | CYLINDRICAL RING | 700\157 | RING | 700 | 1.3.6.1.4.1.14519.5.2.1.1706.8040.158765653345813436258938893304 | 1.3.6.1.4.1.14519.5.2.1.1706.8040.660603144614967784195425085461 | TCIA | 10.7937/K9/TCIA.2017.umz8dv6s
HNSCC-01-0101 | ORIGINAL | PT | 135 | 1999-09-25 | PET,HEAD&NECK CA INIT | No AC Recon H&N | 2 | GE MEDICAL SYSTEMS | Discovery ST | 36.14 | Positron Emission Tomography Image Storage | [9 empty] | FDG -- fluorodeoxyglucose | 605647616 | 6588 | 0.97 | CYLINDRICAL RING | 700\157 | RING | 700 | 1.3.6.1.4.1.14519.5.2.1.1706.8040.158765653345813436258938893304 | 1.3.6.1.4.1.14519.5.2.1.1706.8040.957355025539255084937285926284 | TCIA | 10.7937/K9/TCIA.2017.umz8dv6s
HNSCC-01-0101 | NULL | RTSTRUCT | 1 | 1999-09-25 | RT SIMULATION | NULL | 1 | ADAC | Pinnacle3 | 9.8 | RT Structure Set Storage | [17 empty] | 1.3.6.1.4.1.14519.5.2.1.1706.8040.158765653345813436258938893304 | 1.3.6.1.4.1.14519.5.2.1.1706.8040.196952366556758168871078214608 | TCIA | 10.7937/K9/TCIA.2017.umz8dv6s
HNSCC-01-0101 | NULL | RTPLAN | 1 | 1999-09-25 | RT SIMULATION | NULL | 1 | ADAC | Pinnacle3 | 9.8 | RT Plan Storage | [17 empty] | 1.3.6.1.4.1.14519.5.2.1.1706.8040.158765653345813436258938893304 | 1.3.6.1.4.1.14519.5.2.1.1706.8040.219410046549857440221012655426 | TCIA | 10.7937/K9/TCIA.2017.umz8dv6s
HNSCC-01-0101 | NULL | RTDOSE | 1 | 1999-09-25 | RT SIMULATION | NULL | 1 | ADAC | Pinnacle3 | 9.8 | RT Dose Storage | [17 empty] | 1.3.6.1.4.1.14519.5.2.1.1706.8040.158765653345813436258938893304 | 1.3.6.1.4.1.14519.5.2.1.1706.8040.303067723796521019575694650915 | TCIA | 10.7937/K9/TCIA.2017.umz8dv6s
HNSCC-01-0101 | ORIGINAL | CT | 176 | 1999-09-25 | RT SIMULATION | NULL | 10 | GE MEDICAL SYSTEMS | NULL | NULL | CT Image Storage | [17 empty] | 1.3.6.1.4.1.14519.5.2.1.1706.8040.158765653345813436258938893304 | 1.3.6.1.4.1.14519.5.2.1.1706.8040.560979057295984927726379390495 | TCIA | 10.7937/K9/TCIA.2017.umz8dv6s
HNSCC-01-0101 | ORIGINAL | PT | 91 | 2000-01-23 | PET/CT HEAD & NECK CA | PET_NAC_HEAD | 11 | GE MEDICAL SYSTEMS | Discovery STE | 41.04 | Positron Emission Tomography Image Storage | [9 empty] | FDG -- fluorodeoxyglucose | 517654624 | 6588 | 0.97 | CYLINDRICAL RING | 700\153 | RING | 700 | 1.3.6.1.4.1.14519.5.2.1.1706.8040.257319925622277273212218005514 | 1.3.6.1.4.1.14519.5.2.1.1706.8040.164372934202353731416585272142 | TCIA | 10.7937/K9/TCIA.2017.umz8dv6s
HNSCC-01-0101 | ORIGINAL | PT | 91 | 2000-01-23 | PET/CT HEAD & NECK CA | PET_AC_HEAD | 10 | GE MEDICAL SYSTEMS | Discovery STE | 41.04 | Positron Emission Tomography Image Storage | [9 empty] | FDG -- fluorodeoxyglucose | 517654624 | 6588 | 0.97 | CYLINDRICAL RING | 700\153 | RING | 700 | 1.3.6.1.4.1.14519.5.2.1.1706.8040.257319925622277273212218005514 | 1.3.6.1.4.1.14519.5.2.1.1706.8040.300515799733425002338522556767 | TCIA | 10.7937/K9/TCIA.2017.umz8dv6s
HNSCC-01-0101 | ORIGINAL | CT | 223 | 2000-01-23 | PET/CT HEAD & NECK CA | CT Atten Cor Head IN | 2 | GE MEDICAL SYSTEMS | Discovery STE | pet_vct_hp.80 | CT Image Storage | 120 | HELICAL MODE | 500 | 500 | 949.075 | 0 | CW | 566 | 27.5 | [8 empty] | 1.3.6.1.4.1.14519.5.2.1.1706.8040.257319925622277273212218005514 | 1.3.6.1.4.1.14519.5.2.1.1706.8040.314498493489430385723710053127 | TCIA | 10.7937/K9/TCIA.2017.umz8dv6s
HNSCC-01-0101 | ORIGINAL | PT | 223 | 2000-01-23 | PET/CT HEAD & NECK CA | PET_AC | 4 | GE MEDICAL SYSTEMS | Discovery STE | 41.04 | Positron Emission Tomography Image Storage | [9 empty] | FDG -- fluorodeoxyglucose | 517654624 | 6588 | 0.97 | CYLINDRICAL RING | 700\153 | RING | 700 | 1.3.6.1.4.1.14519.5.2.1.1706.8040.257319925622277273212218005514 | 1.3.6.1.4.1.14519.5.2.1.1706.8040.538402951983330283627646184843 | TCIA | 10.7937/K9/TCIA.2017.umz8dv6s
HNSCC-01-0101 | ORIGINAL | PT | 223 | 2000-01-23 | PET/CT HEAD & NECK CA | PET_NAC | 5 | GE MEDICAL SYSTEMS | Discovery STE | 41.04 | Positron Emission Tomography Image Storage | [9 empty] | FDG -- fluorodeoxyglucose | 517654624 | 6588 | 0.97 | CYLINDRICAL RING | 700\153 | RING | 700 | 1.3.6.1.4.1.14519.5.2.1.1706.8040.257319925622277273212218005514 | 1.3.6.1.4.1.14519.5.2.1.1706.8040.793429361697671270347934291002 | TCIA | 10.7937/K9/TCIA.2017.umz8dv6s
HNSCC-01-0102 | NULL | RTPLAN | 1 | 1999-09-25 | RT SIMULATION | NULL | 1 | ADAC | Pinnacle3 | 9.8 | RT Plan Storage | [17 empty] | 1.3.6.1.4.1.14519.5.2.1.1706.8040.544892896188000394374192244118 | 1.3.6.1.4.1.14519.5.2.1.1706.8040.160194835369720067674039322737 | TCIA | 10.7937/K9/TCIA.2017.umz8dv6s
HNSCC-01-0102 | NULL | RTDOSE | 1 | 1999-09-25 | RT SIMULATION | NULL | 1 | ADAC | Pinnacle3 | 9.8 | RT Dose Storage | [17 empty] | 1.3.6.1.4.1.14519.5.2.1.1706.8040.544892896188000394374192244118 | 1.3.6.1.4.1.14519.5.2.1.1706.8040.160505662771671600999947129367 | TCIA | 10.7937/K9/TCIA.2017.umz8dv6s
HNSCC-01-0102 | NULL | RTSTRUCT | 1 | 1999-09-25 | RT SIMULATION | NULL | 1 | ADAC | Pinnacle3 | 9.8 | RT Structure Set Storage | [17 empty] | 1.3.6.1.4.1.14519.5.2.1.1706.8040.544892896188000394374192244118 | 1.3.6.1.4.1.14519.5.2.1.1706.8040.259221371292079251157971314428 | TCIA | 10.7937/K9/TCIA.2017.umz8dv6s
HNSCC-01-0102 | ORIGINAL | CT | 137 | 1999-09-25 | RT SIMULATION | NULL | 4 | Philips | Mx8000 IDT 16 | 4.0.0 | CT Image Storage | 120 | HELIX | 500 | 500 |  | 0 | CW | [10 empty] | 1.3.6.1.4.1.14519.5.2.1.1706.8040.544892896188000394374192244118 | 1.3.6.1.4.1.14519.5.2.1.1706.8040.274840995482681052970389747423 | TCIA | 10.7937/K9/TCIA.2017.umz8dv6s
HNSCC-01-0102 | ORIGINAL | CT | 223 | 1999-10-02 | PET/CT HEAD&NECK CA IN | CT Atten Cor Head IN | 2 | GE MEDICAL SYSTEMS | Discovery RX | pet_vct_hp.80 | CT Image Storage | 120 | HELICAL MODE | 500 | 500 | 949.075 | 0 | CW | 566 | 27.5 | [8 empty] | 1.3.6.1.4.1.14519.5.2.1.1706.8040.391760625622581734161790087811 | 1.3.6.1.4.1.14519.5.2.1.1706.8040.319033978703240490003797187799 | TCIA | 10.7937/K9/TCIA.2017.umz8dv6s
HNSCC-01-0102 | ORIGINAL | CT | 223 | 2000-01-21 | PET/CT HEAD & NECK CA | CT Atten Cor Head IN | 2 | GE MEDICAL SYSTEMS | Discovery RX | pet_vct_hp.80 | CT Image Storage | 120 | HELICAL MODE | 500 | 500 | 949.075 | 0 | CW | 566 | 27.5 | [8 empty] | 1.3.6.1.4.1.14519.5.2.1.1706.8040.125224769221624895877055728400 | 1.3.6.1.4.1.14519.5.2.1.1706.8040.328078034596510990987348393477 | TCIA | 10.7937/K9/TCIA.2017.umz8dv6s
HNSCC-01-0102 | ORIGINAL | PT | 207 | 2003-08-18 | PET/CT HEAD & NECK CA | PET_NO AC 3DIR | 4 | GE MEDICAL SYSTEMS | Discovery RX | 41.04 | Positron Emission Tomography Image Storage | [9 empty] | FDG -- fluorodeoxyglucose | 324843072 | 6588 | 0.97 | CYLINDRICAL RING | 700\153 | NONE | 700 | 1.3.6.1.4.1.14519.5.2.1.1706.8040.266641996900398772971779415382 | 1.3.6.1.4.1.14519.5.2.1.1706.8040.105549540248963507058678180909 | TCIA | 10.7937/K9/TCIA.2017.umz8dv6s
HNSCC-01-0102 | ORIGINAL | CT | 1 | 2003-08-18 | PET/CT HEAD & NECK CA | CT SCOUT H&N | 6 | GE MEDICAL SYSTEMS | Discovery RX | dm09_hl2sp1.23 | CT Image Storage | 80 | SCOUT MODE | 500 |  | 949.075 | 0 | CW | 4172 | [9 empty] | 1.3.6.1.4.1.14519.5.2.1.1706.8040.266641996900398772971779415382 | 1.3.6.1.4.1.14519.5.2.1.1706.8040.126940552802174212810256315594 | TCIA | 10.7937/K9/TCIA.2017.umz8dv6s
HNSCC-01-0102 | ORIGINAL | PT | 127 | 2003-08-18 | PET/CT HEAD & NECK CA | pet_ac_3d_H&N | 11 | GE MEDICAL SYSTEMS | Discovery RX | 41.04 | Positron Emission Tomography Image Storage | [9 empty] | FDG -- fluorodeoxyglucose | 324843072 | 6588 | 0.97 | CYLINDRICAL RING | 700\153 | NONE | 700 | 1.3.6.1.4.1.14519.5.2.1.1706.8040.266641996900398772971779415382 | 1.3.6.1.4.1.14519.5.2.1.1706.8040.163438520379896885484402950904 | TCIA | 10.7937/K9/TCIA.2017.umz8dv6s
HNSCC-01-0102 | ORIGINAL | PT | 207 | 2003-08-18 | PET/CT HEAD & NECK CA | pet_ac_3d | 5 | GE MEDICAL SYSTEMS | Discovery RX | 41.04 | Positron Emission Tomography Image Storage | [9 empty] | FDG -- fluorodeoxyglucose | 324843072 | 6588 | 0.97 | CYLINDRICAL RING | 700\153 | NONE | 700 | 1.3.6.1.4.1.14519.5.2.1.1706.8040.266641996900398772971779415382 | 1.3.6.1.4.1.14519.5.2.1.1706.8040.168602793106169764043846565111 | TCIA | 10.7937/K9/TCIA.2017.umz8dv6s
HNSCC-01-0102 | ORIGINAL | CT | 127 | 2003-08-18 | PET/CT HEAD & NECK CA | CT Atten Cor H&N | 7 | GE MEDICAL SYSTEMS | Discovery RX | dm09_hl2sp1.23 | CT Image Storage | 100 | HELICAL MODE | 500 | 500 | 949.075 | 0 | CW | 566 | 27.5 | [8 empty] | 1.3.6.1.4.1.14519.5.2.1.1706.8040.266641996900398772971779415382 | 1.3.6.1.4.1.14519.5.2.1.1706.8040.186024841185654547401732145825 | TCIA | 10.7937/K9/TCIA.2017.umz8dv6s
HNSCC-01-0102 | ORIGINAL | CT | 1 | 2003-08-18 | PET/CT HEAD & NECK CA | CT SCOUT HEAD IN | 1 | GE MEDICAL SYSTEMS | Discovery RX | dm09_hl2sp1.23 | CT Image Storage | 120 | SCOUT MODE | 500 |  | 949.075 | 0 | CW | 9170 | [9 empty] | 1.3.6.1.4.1.14519.5.2.1.1706.8040.266641996900398772971779415382 | 1.3.6.1.4.1.14519.5.2.1.1706.8040.195225873763715460288745772858 | TCIA | 10.7937/K9/TCIA.2017.umz8dv6s
HNSCC-01-0102 | ORIGINAL | CT | 207 | 2003-08-18 | PET/CT HEAD & NECK CA | CT Atten soft | 2 | GE MEDICAL SYSTEMS | Discovery RX | dm09_hl2sp1.23 | CT Image Storage | 120 | HELICAL MODE | 500 | 500 | 949.075 | 0 | CW | 566 | 27.5 | [8 empty] | 1.3.6.1.4.1.14519.5.2.1.1706.8040.266641996900398772971779415382 | 1.3.6.1.4.1.14519.5.2.1.1706.8040.272788609133276091889354355216 | TCIA | 10.7937/K9/TCIA.2017.umz8dv6s
HNSCC-01-0102 | ORIGINAL | CT | 165 | 2003-08-18 | PET/CT HEAD & NECK CA | Recon 3: CT Atten Cor H&N | 9 | GE MEDICAL SYSTEMS | Discovery RX | dm09_hl2sp1.23 | CT Image Storage | 100 | HELICAL MODE | 500 | 250 | 949.075 | 0 | CW | 530 | 27.5 | [8 empty] | 1.3.6.1.4.1.14519.5.2.1.1706.8040.266641996900398772971779415382 | 1.3.6.1.4.1.14519.5.2.1.1706.8040.282906566903944889683883004655 | TCIA | 10.7937/K9/TCIA.2017.umz8dv6s
HNSCC-01-0102 | ORIGINAL | CT | 165 | 2003-08-18 | PET/CT HEAD & NECK CA | CT H&N Zoom | 8 | GE MEDICAL SYSTEMS | Discovery RX | dm09_hl2sp1.23 | CT Image Storage | 100 | HELICAL MODE | 500 | 250 | 949.075 | 0 | CW | 530 | 27.5 | [8 empty] | 1.3.6.1.4.1.14519.5.2.1.1706.8040.266641996900398772971779415382 | 1.3.6.1.4.1.14519.5.2.1.1706.8040.300019951944494351340893030026 | TCIA | 10.7937/K9/TCIA.2017.umz8dv6s
HNSCC-01-0102 | ORIGINAL | CT | 207 | 2003-08-18 | PET/CT HEAD & NECK CA | CT Atten Lung | 3 | GE MEDICAL SYSTEMS | Discovery RX | dm09_hl2sp1.23 | CT Image Storage | 120 | HELICAL MODE | 500 | 500 | 949.075 | 0 | CW | 566 | 27.5 | [8 empty] | 1.3.6.1.4.1.14519.5.2.1.1706.8040.266641996900398772971779415382 | 1.3.6.1.4.1.14519.5.2.1.1706.8040.336771006183312936919476046492 | TCIA | 10.7937/K9/TCIA.2017.umz8dv6s
HNSCC-01-0102 | ORIGINAL | PT | 127 | 2003-08-18 | PET/CT HEAD & NECK CA | PET_NO AC 3DIR_H&N | 10 | GE MEDICAL SYSTEMS | Discovery RX | 41.04 | Positron Emission Tomography Image Storage | [9 empty] | FDG -- fluorodeoxyglucose | 324843072 | 6588 | 0.97 | CYLINDRICAL RING | 700\153 | NONE | 700 | 1.3.6.1.4.1.14519.5.2.1.1706.8040.266641996900398772971779415382 | 1.3.6.1.4.1.14519.5.2.1.1706.8040.861293059747094845522858747661 | TCIA | 10.7937/K9/TCIA.2017.umz8dv6s
HNSCC-01-0102 | DERIVED | CT | 1 | 2003-08-18 | Thorax^02_LUNG_BIOPSY (Adult) | Patient Protocol | 501 | SIEMENS | Sensation 64 | syngo CT 2007S | Secondary Capture Image Storage | [17 empty] | 1.3.6.1.4.1.14519.5.2.1.1706.8040.154743608998493897096620909325 | 1.3.6.1.4.1.14519.5.2.1.1706.8040.230565366579169904569608820655 | TCIA | 10.7937/K9/TCIA.2017.umz8dv6s
HNSCC-01-0102 | ORIGINAL | CT | 37 | 2003-08-18 | Thorax^02_LUNG_BIOPSY (Adult) | LUNG Chest Preplan 5.0 B60f | 2 | SIEMENS | Sensation 64 | syngo CT 2007S | CT Image Storage | 120 |  | 500 | 364 | 1040 | 0 | CW | 500 | [9 empty] | 1.3.6.1.4.1.14519.5.2.1.1706.8040.154743608998493897096620909325 | 1.3.6.1.4.1.14519.5.2.1.1706.8040.109031944376726182414591316074 | TCIA | 10.7937/K9/TCIA.2017.umz8dv6s
HNSCC-01-0102 | ORIGINAL | CT | 54 | 2003-08-18 | Thorax^02_LUNG_BIOPSY (Adult) | Biopsy 4.8 B50s LUNG | 3 | SIEMENS | Sensation 64 | syngo CT 2007S | CT Image Storage | 120 |  | 500 | 315 | 1040 | 0 | CW | 500 | [9 empty] | 1.3.6.1.4.1.14519.5.2.1.1706.8040.154743608998493897096620909325 | 1.3.6.1.4.1.14519.5.2.1.1706.8040.247590369626457753354148703565 | TCIA | 10.7937/K9/TCIA.2017.umz8dv6s
HNSCC-01-0102 | ORIGINAL | CT | 1 | 2003-08-18 | Thorax^02_LUNG_BIOPSY (Adult) | Topogram 1.0 T20s | 1 | SIEMENS | Sensation 64 | syngo CT 2007S | CT Image Storage | 120 |  | 500 | 512 | 1040 | 0 | CW | 2900 | [9 empty] | 1.3.6.1.4.1.14519.5.2.1.1706.8040.154743608998493897096620909325 | 1.3.6.1.4.1.14519.5.2.1.1706.8040.338227258449883408295036968796 | TCIA | 10.7937/K9/TCIA.2017.umz8dv6s
HNSCC-01-0103 | ORIGINAL | CT | 223 | 1999-10-26 | PET/CT HEAD&NECK CA IN | CT Atten Cor Head IN | 2 | GE MEDICAL SYSTEMS | Discovery STE | pet_vct_hp.80 | CT Image Storage | 120 | HELICAL MODE | 500 | 500 | 949.075 | 0 | CW | 566 | 27.5 | [8 empty] | 1.3.6.1.4.1.14519.5.2.1.1706.8040.241129179638034390222217766904 | 1.3.6.1.4.1.14519.5.2.1.1706.8040.212618776021035210312180153677 | TCIA | 10.7937/K9/TCIA.2017.umz8dv6s
HNSCC-01-0103 | ORIGINAL | PT | 91 | 1999-10-26 | PET/CT HEAD&NECK CA IN | PET_NAC_HEAD | 6 | GE MEDICAL SYSTEMS | Discovery STE | 41.04 | Positron Emission Tomography Image Storage | [9 empty] | FDG -- fluorodeoxyglucose | 579461056 | 6588 | 0.97 | CYLINDRICAL RING | 700\153 | RING | 700 | 1.3.6.1.4.1.14519.5.2.1.1706.8040.204946693820266896597644911775 | 1.3.6.1.4.1.14519.5.2.1.1706.8040.231958596048732622015195534600 | TCIA | 10.7937/K9/TCIA.2017.umz8dv6s
HNSCC-01-0103 | ORIGINAL | PT | 223 | 1999-10-26 | PET/CT HEAD&NECK CA IN | PET_NAC | 5 | GE MEDICAL SYSTEMS | Discovery STE | 41.04 | Positron Emission Tomography Image Storage | [9 empty] | FDG -- fluorodeoxyglucose | 579461056 | 6588 | 0.97 | CYLINDRICAL RING | 700\153 | RING | 700 | 1.3.6.1.4.1.14519.5.2.1.1706.8040.241129179638034390222217766904 | 1.3.6.1.4.1.14519.5.2.1.1706.8040.266500142055898174474624648593 | TCIA | 10.7937/K9/TCIA.2017.umz8dv6s
HNSCC-01-0103 | ORIGINAL | PT | 91 | 1999-10-26 | PET/CT HEAD&NECK CA IN | PET_AC_HEAD | 5 | GE MEDICAL SYSTEMS | Discovery STE | 41.04 | Positron Emission Tomography Image Storage | [9 empty] | FDG -- fluorodeoxyglucose | 579461056 | 6588 | 0.97 | CYLINDRICAL RING | 700\153 | RING | 700 | 1.3.6.1.4.1.14519.5.2.1.1706.8040.204946693820266896597644911775 | 1.3.6.1.4.1.14519.5.2.1.1706.8040.288332318978790016349870328674 | TCIA | 10.7937/K9/TCIA.2017.umz8dv6s
HNSCC-01-0103 | ORIGINAL | PT | 223 | 1999-10-26 | PET/CT HEAD&NECK CA IN | PET_AC | 4 | GE MEDICAL SYSTEMS | Discovery STE | 41.04 | Positron Emission Tomography Image Storage | [9 empty] | FDG -- fluorodeoxyglucose | 579461056 | 6588 | 0.97 | CYLINDRICAL RING | 700\153 | RING | 700 | 1.3.6.1.4.1.14519.5.2.1.1706.8040.241129179638034390222217766904 | 1.3.6.1.4.1.14519.5.2.1.1706.8040.373003530334241001443424198795 | TCIA | 10.7937/K9/TCIA.2017.umz8dv6s
HNSCC-01-0103 | NULL | RTDOSE | 1 | 1999-12-07 | RT SIMULATION | NULL | 1 | ADAC | Pinnacle3 | 9.8 | RT Dose Storage | [17 empty] | 1.3.6.1.4.1.14519.5.2.1.1706.8040.120168611093325388432194105959 | 1.3.6.1.4.1.14519.5.2.1.1706.8040.281984754962169194847881501365 | TCIA | 10.7937/K9/TCIA.2017.umz8dv6s
HNSCC-01-0103 | NULL | RTSTRUCT | 1 | 1999-12-07 | RT SIMULATION | NULL | 1 | ADAC | Pinnacle3 | 9.8 | RT Structure Set Storage | [17 empty] | 1.3.6.1.4.1.14519.5.2.1.1706.8040.120168611093325388432194105959 | 1.3.6.1.4.1.14519.5.2.1.1706.8040.297371487700403932683436678928 | TCIA | 10.7937/K9/TCIA.2017.umz8dv6s
HNSCC-01-0103 | NULL | RTPLAN | 1 | 1999-12-07 | RT SIMULATION | NULL | 1 | ADAC | Pinnacle3 | 9.8 | RT Plan Storage | [17 empty] | 1.3.6.1.4.1.14519.5.2.1.1706.8040.120168611093325388432194105959 | 1.3.6.1.4.1.14519.5.2.1.1706.8040.403898952163773373431607853015 | TCIA | 10.7937/K9/TCIA.2017.umz8dv6s
HNSCC-01-0103 | ORIGINAL | CT | 140 | 1999-12-07 | RT SIMULATION | NULL | NULL | Philips Medical Systems | PQ5000 | 4.9.1/5.0.2 | CT Image Storage | 130 |  | 480 | 480 |  | 0 | CC | [10 empty] | 1.3.6.1.4.1.14519.5.2.1.1706.8040.120168611093325388432194105959 | 1.3.6.1.4.1.14519.5.2.1.1706.8040.498968252623066088045553508053 | TCIA | 10.7937/K9/TCIA.2017.umz8dv6s
HNSCC-01-0103 | ORIGINAL | CT | 223 | 2000-03-31 | PET/CT HEAD & NECK CA | CT Atten Cor Head IN | 2 | GE MEDICAL SYSTEMS | Discovery RX | pet_vct_hp.80 | CT Image Storage | 120 | HELICAL MODE | 500 | 500 | 949.075 | 0 | CW | 566 | 27.5 | [8 empty] | 1.3.6.1.4.1.14519.5.2.1.1706.8040.793689766839353637630974067964 | 1.3.6.1.4.1.14519.5.2.1.1706.8040.159236107912119792044458510035 | TCIA | 10.7937/K9/TCIA.2017.umz8dv6s
HNSCC-01-0103 | ORIGINAL | PT | 223 | 2000-03-31 | PET/CT HEAD & NECK CA | PET_AC | 4 | GE MEDICAL SYSTEMS | Discovery RX | 41.04 | Positron Emission Tomography Image Storage | [9 empty] | FDG -- fluorodeoxyglucose | 603168896 | 6588 | 0.97 | CYLINDRICAL RING | 700\153 | RING | 700 | 1.3.6.1.4.1.14519.5.2.1.1706.8040.793689766839353637630974067964 | 1.3.6.1.4.1.14519.5.2.1.1706.8040.160799889267227000148626426997 | TCIA | 10.7937/K9/TCIA.2017.umz8dv6s
HNSCC-01-0103 | ORIGINAL | PT | 223 | 2000-03-31 | PET/CT HEAD & NECK CA | PET_NAC | 5 | GE MEDICAL SYSTEMS | Discovery RX | 41.04 | Positron Emission Tomography Image Storage | [9 empty] | FDG -- fluorodeoxyglucose | 603168896 | 6588 | 0.97 | CYLINDRICAL RING | 700\153 | RING | 700 | 1.3.6.1.4.1.14519.5.2.1.1706.8040.793689766839353637630974067964 | 1.3.6.1.4.1.14519.5.2.1.1706.8040.239742277578812482440153249286 | TCIA | 10.7937/K9/TCIA.2017.umz8dv6s
HNSCC-01-0103 | ORIGINAL | PT | 91 | 2000-03-31 | PET/CT HEAD & NECK CA | PET_AC_HEAD | 11 | GE MEDICAL SYSTEMS | Discovery RX | 41.04 | Positron Emission Tomography Image Storage | [9 empty] | FDG -- fluorodeoxyglucose | 603168896 | 6588 | 0.97 | CYLINDRICAL RING | 700\153 | RING | 700 | 1.3.6.1.4.1.14519.5.2.1.1706.8040.793689766839353637630974067964 | 1.3.6.1.4.1.14519.5.2.1.1706.8040.257817193678649306942374777901 | TCIA | 10.7937/K9/TCIA.2017.umz8dv6s
HNSCC-01-0103 | ORIGINAL | PT | 91 | 2000-03-31 | PET/CT HEAD & NECK CA | PET_NAC_HEAD | 12 | GE MEDICAL SYSTEMS | Discovery RX | 41.04 | Positron Emission Tomography Image Storage | [9 empty] | FDG -- fluorodeoxyglucose | 603168896 | 6588 | 0.97 | CYLINDRICAL RING | 700\153 | RING | 700 | 1.3.6.1.4.1.14519.5.2.1.1706.8040.793689766839353637630974067964 | 1.3.6.1.4.1.14519.5.2.1.1706.8040.741796747055384987833424112723 | TCIA | 10.7937/K9/TCIA.2017.umz8dv6s
HNSCC-01-0104 | NULL | RTPLAN | 1 | 1999-10-24 | RT SIMULATION | NULL | 1 | ADAC | Pinnacle3 | 9.8 | RT Plan Storage | [17 empty] | 1.3.6.1.4.1.14519.5.2.1.1706.8040.265513348511861699020808388799 | 1.3.6.1.4.1.14519.5.2.1.1706.8040.138091925154937801024873159522 | TCIA | 10.7937/K9/TCIA.2017.umz8dv6s
HNSCC-01-0104 | NULL | RTSTRUCT | 1 | 1999-10-24 | RT SIMULATION | NULL | 1 | ADAC | Pinnacle3 | 9.8 | RT Structure Set Storage | [17 empty] | 1.3.6.1.4.1.14519.5.2.1.1706.8040.265513348511861699020808388799 | 1.3.6.1.4.1.14519.5.2.1.1706.8040.152704421824423225586975662063 | TCIA | 10.7937/K9/TCIA.2017.umz8dv6s
HNSCC-01-0104 | NULL | RTDOSE | 1 | 1999-10-24 | RT SIMULATION | NULL | 1 | ADAC | Pinnacle3 | 9.8 | RT Dose Storage | [17 empty] | 1.3.6.1.4.1.14519.5.2.1.1706.8040.265513348511861699020808388799 | 1.3.6.1.4.1.14519.5.2.1.1706.8040.192217425639552222844086359101 | TCIA | 10.7937/K9/TCIA.2017.umz8dv6s
HNSCC-01-0104 | ORIGINAL | CT | 165 | 1999-10-24 | RT SIMULATION | NULL | 4 | Philips | Mx8000 IDT 16 | 4.0.0 | CT Image Storage | 120 | HELIX | 500 | 500 |  | 0 | CW | [10 empty] | 1.3.6.1.4.1.14519.5.2.1.1706.8040.265513348511861699020808388799 | 1.3.6.1.4.1.14519.5.2.1.1706.8040.123911663018805258031253869223 | TCIA | 10.7937/K9/TCIA.2017.umz8dv6s
HNSCC-01-0104 | ORIGINAL | PT | 135 | 1999-10-31 | PET/CT HEAD & NECK CA | PET_NAC_HEAD | 11 | GE MEDICAL SYSTEMS | Discovery RX | 41.04 | Positron Emission Tomography Image Storage | [9 empty] | FDG -- fluorodeoxyglucose | 599324032 | 6588 | 0.97 | CYLINDRICAL RING | 700\153 | RING | 700 | 1.3.6.1.4.1.14519.5.2.1.1706.8040.610156940631304190099035186337 | 1.3.6.1.4.1.14519.5.2.1.1706.8040.101384890383720357969685927122 | TCIA | 10.7937/K9/TCIA.2017.umz8dv6s
HNSCC-01-0104 | ORIGINAL | PT | 135 | 1999-10-31 | PET/CT HEAD & NECK CA | PET_AC_HEAD | 10 | GE MEDICAL SYSTEMS | Discovery RX | 41.04 | Positron Emission Tomography Image Storage | [9 empty] | FDG -- fluorodeoxyglucose | 599324032 | 6588 | 0.97 | CYLINDRICAL RING | 700\153 | RING | 700 | 1.3.6.1.4.1.14519.5.2.1.1706.8040.610156940631304190099035186337 | 1.3.6.1.4.1.14519.5.2.1.1706.8040.119714954503606706448590418585 | TCIA | 10.7937/K9/TCIA.2017.umz8dv6s
HNSCC-01-0104 | ORIGINAL | PT | 223 | 1999-10-31 | PET/CT HEAD & NECK CA | PET_NAC | 5 | GE MEDICAL SYSTEMS | Discovery RX | 41.04 | Positron Emission Tomography Image Storage | [9 empty] | FDG -- fluorodeoxyglucose | 599324032 | 6588 | 0.97 | CYLINDRICAL RING | 700\153 | RING | 700 | 1.3.6.1.4.1.14519.5.2.1.1706.8040.610156940631304190099035186337 | 1.3.6.1.4.1.14519.5.2.1.1706.8040.307012414809827018252790238089 | TCIA | 10.7937/K9/TCIA.2017.umz8dv6s
HNSCC-01-0104 | ORIGINAL | PT | 223 | 1999-10-31 | PET/CT HEAD & NECK CA | PET_AC | 4 | GE MEDICAL SYSTEMS | Discovery RX | 41.04 | Positron Emission Tomography Image Storage | [9 empty] | FDG -- fluorodeoxyglucose | 599324032 | 6588 | 0.97 | CYLINDRICAL RING | 700\153 | RING | 700 | 1.3.6.1.4.1.14519.5.2.1.1706.8040.610156940631304190099035186337 | 1.3.6.1.4.1.14519.5.2.1.1706.8040.308419023989556788668863618909 | TCIA | 10.7937/K9/TCIA.2017.umz8dv6s
HNSCC-01-0104 | ORIGINAL | CT | 223 | 1999-10-31 | PET/CT HEAD & NECK CA | CT Atten Cor Head IN | 2 | GE MEDICAL SYSTEMS | Discovery RX | pet_vct_hp.80 | CT Image Storage | 120 | HELICAL MODE | 500 | 500 | 949.075 | 0 | CW | 566 | 27.5 | [8 empty] | 1.3.6.1.4.1.14519.5.2.1.1706.8040.610156940631304190099035186337 | 1.3.6.1.4.1.14519.5.2.1.1706.8040.852199259079556453377130771154 | TCIA | 10.7937/K9/TCIA.2017.umz8dv6s
HNSCC-01-0104 | ORIGINAL | PT | 223 | 2000-02-25 | PET/CT HEAD & NECK CA | PET AC | 1 | GE MEDICAL SYSTEMS | Discovery ST | 26.14 | Positron Emission Tomography Image Storage | [9 empty] | FDG -- fluorodeoxyglucose | 554095616 | 6588 | 0.97 | CYLINDRICAL RING | 700\157 | RING | 700 | 1.3.6.1.4.1.14519.5.2.1.1706.8040.391228882256833106012101739632 | 1.3.6.1.4.1.14519.5.2.1.1706.8040.139540604824490258251294600624 | TCIA | 10.7937/K9/TCIA.2017.umz8dv6s
HNSCC-01-0104 | ORIGINAL | PT | 91 | 2000-02-25 | PET/CT HEAD & NECK CA | No AC Recon H&N | 2 | GE MEDICAL SYSTEMS | Discovery ST | 26.14 | Positron Emission Tomography Image Storage | [9 empty] | FDG -- fluorodeoxyglucose | 554095616 | 6588 | 0.97 | CYLINDRICAL RING | 700\157 | RING | 700 | 1.3.6.1.4.1.14519.5.2.1.1706.8040.391228882256833106012101739632 | 1.3.6.1.4.1.14519.5.2.1.1706.8040.293153290228652970823491778615 | TCIA | 10.7937/K9/TCIA.2017.umz8dv6s
HNSCC-01-0104 | ORIGINAL | CT | 223 | 2000-02-25 | PET/CT HEAD & NECK CA | CT Atten Cor Head In | 2 | GE MEDICAL SYSTEMS | Discovery ST | LightSpeedAppsdstm5_goc1_11D_R2.9N.IRIX646.5 | CT Image Storage | 120 | HELICAL MODE | 500 | 500 | 949.075 | 0 | CW | 675 | [9 empty] | 1.3.6.1.4.1.14519.5.2.1.1706.8040.391228882256833106012101739632 | 1.3.6.1.4.1.14519.5.2.1.1706.8040.302269477601610777246797553980 | TCIA | 10.7937/K9/TCIA.2017.umz8dv6s
HNSCC-01-0104 | ORIGINAL | PT | 223 | 2000-02-25 | PET/CT HEAD & NECK CA | No AC Recon | 2 | GE MEDICAL SYSTEMS | Discovery ST | 26.14 | Positron Emission Tomography Image Storage | [9 empty] | FDG -- fluorodeoxyglucose | 554095616 | 6588 | 0.97 | CYLINDRICAL RING | 700\157 | RING | 700 | 1.3.6.1.4.1.14519.5.2.1.1706.8040.391228882256833106012101739632 | 1.3.6.1.4.1.14519.5.2.1.1706.8040.506425094388835057470515985415 | TCIA | 10.7937/K9/TCIA.2017.umz8dv6s
HNSCC-01-0104 | ORIGINAL | PT | 91 | 2000-02-25 | PET/CT HEAD & NECK CA | PET AC H&N | 1 | GE MEDICAL SYSTEMS | Discovery ST | 26.14 | Positron Emission Tomography Image Storage | [9 empty] | FDG -- fluorodeoxyglucose | 554095616 | 6588 | 0.97 | CYLINDRICAL RING | 700\157 | RING | 700 | 1.3.6.1.4.1.14519.5.2.1.1706.8040.391228882256833106012101739632 | 1.3.6.1.4.1.14519.5.2.1.1706.8040.863380001353986455910732224135 | TCIA | 10.7937/K9/TCIA.2017.umz8dv6s
HNSCC-01-0105 | ORIGINAL | PT | 91 | 1999-09-28 | PET/CT HEAD&NECK CA IN | PET_AC_HEAD | 10 | GE MEDICAL SYSTEMS | Discovery RX | 41.04 | Positron Emission Tomography Image Storage | [9 empty] | FDG -- fluorodeoxyglucose | 675348544 | 6588 | 0.97 | CYLINDRICAL RING | 700\153 | RING | 700 | 1.3.6.1.4.1.14519.5.2.1.1706.8040.165742400229152392475059208943 | 1.3.6.1.4.1.14519.5.2.1.1706.8040.213918057670053365071689171457 | TCIA | 10.7937/K9/TCIA.2017.umz8dv6s
HNSCC-01-0105 | ORIGINAL | PT | 91 | 1999-09-28 | PET/CT HEAD&NECK CA IN | PET_NAC_HEAD | 11 | GE MEDICAL SYSTEMS | Discovery RX | 41.04 | Positron Emission Tomography Image Storage | [9 empty] | FDG -- fluorodeoxyglucose | 675348544 | 6588 | 0.97 | CYLINDRICAL RING | 700\153 | RING | 700 | 1.3.6.1.4.1.14519.5.2.1.1706.8040.165742400229152392475059208943 | 1.3.6.1.4.1.14519.5.2.1.1706.8040.250275156384137100469204962190 | TCIA | 10.7937/K9/TCIA.2017.umz8dv6s
HNSCC-01-0105 | ORIGINAL | CT | 223 | 1999-09-28 | PET/CT HEAD&NECK CA IN | CT Atten Cor Head IN | 2 | GE MEDICAL SYSTEMS | Discovery RX | pet_vct_hp.80 | CT Image Storage | 120 | HELICAL MODE | 500 | 500 | 949.075 | 0 | CW | 566 | 27.5 | [8 empty] | 1.3.6.1.4.1.14519.5.2.1.1706.8040.165742400229152392475059208943 | 1.3.6.1.4.1.14519.5.2.1.1706.8040.302665671902596422173686210467 | TCIA | 10.7937/K9/TCIA.2017.umz8dv6s
HNSCC-01-0105 | ORIGINAL | PT | 223 | 1999-09-28 | PET/CT HEAD&NECK CA IN | PET_AC | 4 | GE MEDICAL SYSTEMS | Discovery RX | 41.04 | Positron Emission Tomography Image Storage | [9 empty] | FDG -- fluorodeoxyglucose | 675348544 | 6588 | 0.97 | CYLINDRICAL RING | 700\153 | RING | 700 | 1.3.6.1.4.1.14519.5.2.1.1706.8040.165742400229152392475059208943 | 1.3.6.1.4.1.14519.5.2.1.1706.8040.308249380935093301975844860263 | TCIA | 10.7937/K9/TCIA.2017.umz8dv6s
HNSCC-01-0105 | ORIGINAL | PT | 223 | 1999-09-28 | PET/CT HEAD&NECK CA IN | PET_NAC | 5 | GE MEDICAL SYSTEMS | Discovery RX | 41.04 | Positron Emission Tomography Image Storage | [9 empty] | FDG -- fluorodeoxyglucose | 675348544 | 6588 | 0.97 | CYLINDRICAL RING | 700\153 | RING | 700 | 1.3.6.1.4.1.14519.5.2.1.1706.8040.165742400229152392475059208943 | 1.3.6.1.4.1.14519.5.2.1.1706.8040.627581394856317518247221795922 | TCIA | 10.7937/K9/TCIA.2017.umz8dv6s
HNSCC-01-0105 | NULL | RTDOSE | 1 | 1999-12-05 | RT SIMULATION | NULL | 1 | ADAC | Pinnacle3 | 9.8 | RT Dose Storage | [17 empty] | 1.3.6.1.4.1.14519.5.2.1.1706.8040.337594066426591231714028628681 | 1.3.6.1.4.1.14519.5.2.1.1706.8040.106215099921727690376794250623 | TCIA | 10.7937/K9/TCIA.2017.umz8dv6s
HNSCC-01-0105 | NULL | RTSTRUCT | 1 | 1999-12-05 | RT SIMULATION | NULL | 1 | ADAC | Pinnacle3 | 9.8 | RT Structure Set Storage | [17 empty] | 1.3.6.1.4.1.14519.5.2.1.1706.8040.337594066426591231714028628681 | 1.3.6.1.4.1.14519.5.2.1.1706.8040.109003674147286545665756882284 | TCIA | 10.7937/K9/TCIA.2017.umz8dv6s
HNSCC-01-0105 | NULL | RTPLAN | 1 | 1999-12-05 | RT SIMULATION | NULL | 1 | ADAC | Pinnacle3 | 9.8 | RT Plan Storage | [17 empty] | 1.3.6.1.4.1.14519.5.2.1.1706.8040.337594066426591231714028628681 | 1.3.6.1.4.1.14519.5.2.1.1706.8040.218976049018091733714027561010 | TCIA | 10.7937/K9/TCIA.2017.umz8dv6s
HNSCC-01-0105 | ORIGINAL | CT | 156 | 1999-12-05 | RT SIMULATION | NULL | 4 | Philips | Mx8000 IDT 16 | 4.0.0 | CT Image Storage | 120 | HELIX | 500 | 500 |  | 0 | CW | [10 empty] | 1.3.6.1.4.1.14519.5.2.1.1706.8040.337594066426591231714028628681 | 1.3.6.1.4.1.14519.5.2.1.1706.8040.215669049919639716470338854263 | TCIA | 10.7937/K9/TCIA.2017.umz8dv6s
HNSCC-01-0105 | ORIGINAL | PT | 91 | 2000-04-23 | PET/CT HEAD & NECK CA | PET_AC_HEAD | 10 | GE MEDICAL SYSTEMS | Discovery RX | 41.04 | Positron Emission Tomography Image Storage | [9 empty] | FDG -- fluorodeoxyglucose | 652694080 | 6588 | 0.97 | CYLINDRICAL RING | 700\153 | RING | 700 | 1.3.6.1.4.1.14519.5.2.1.1706.8040.221380587890240807500378136888 | 1.3.6.1.4.1.14519.5.2.1.1706.8040.247280313558243875709955278852 | TCIA | 10.7937/K9/TCIA.2017.umz8dv6s
HNSCC-01-0105 | ORIGINAL | CT | 223 | 2000-04-23 | PET/CT HEAD & NECK CA | CT Atten Cor Head IN | 2 | GE MEDICAL SYSTEMS | Discovery RX | pet_vct_hp.80 | CT Image Storage | 120 | HELICAL MODE | 500 | 500 | 949.075 | 0 | CW | 566 | 27.5 | [8 empty] | 1.3.6.1.4.1.14519.5.2.1.1706.8040.221380587890240807500378136888 | 1.3.6.1.4.1.14519.5.2.1.1706.8040.289541537117406915852146599308 | TCIA | 10.7937/K9/TCIA.2017.umz8dv6s
HNSCC-01-0106 | ORIGINAL | PT | 223 | 1999-09-15 | PET/CT HEAD&NECK CA IN | PET_NAC | 5 | GE MEDICAL SYSTEMS | Discovery STE | 41.04 | Positron Emission Tomography Image Storage | [9 empty] | FDG -- fluorodeoxyglucose | 654557504 | 6588 | 0.97 | CYLINDRICAL RING | 700\153 | RING | 700 | 1.3.6.1.4.1.14519.5.2.1.1706.8040.437550190920745522515972396818 | 1.3.6.1.4.1.14519.5.2.1.1706.8040.144932762003903072624988473760 | TCIA | 10.7937/K9/TCIA.2017.umz8dv6s
HNSCC-01-0106 | ORIGINAL | PT | 91 | 1999-09-15 | PET/CT HEAD&NECK CA IN | PET_AC_HEAD | 10 | GE MEDICAL SYSTEMS | Discovery STE | 41.04 | Positron Emission Tomography Image Storage | [9 empty] | FDG -- fluorodeoxyglucose | 654557504 | 6588 | 0.97 | CYLINDRICAL RING | 700\153 | RING | 700 | 1.3.6.1.4.1.14519.5.2.1.1706.8040.437550190920745522515972396818 | 1.3.6.1.4.1.14519.5.2.1.1706.8040.182239747859745158570764289983 | TCIA | 10.7937/K9/TCIA.2017.umz8dv6s
HNSCC-01-0106 | ORIGINAL | CT | 223 | 1999-09-15 | PET/CT HEAD&NECK CA IN | CT Atten Cor Head IN | 2 | GE MEDICAL SYSTEMS | Discovery STE | pet_vct_hp.80 | CT Image Storage | 120 | HELICAL MODE | 500 | 500 | 949.075 | 0 | CW | 566 | 27.5 | [8 empty] | 1.3.6.1.4.1.14519.5.2.1.1706.8040.437550190920745522515972396818 | 1.3.6.1.4.1.14519.5.2.1.1706.8040.223014720593705761520097938432 | TCIA | 10.7937/K9/TCIA.2017.umz8dv6s
HNSCC-01-0106 | ORIGINAL | PT | 91 | 1999-09-15 | PET/CT HEAD&NECK CA IN | PET_NAC_HEAD | 11 | GE MEDICAL SYSTEMS | Discovery STE | 41.04 | Positron Emission Tomography Image Storage | [9 empty] | FDG -- fluorodeoxyglucose | 654557504 | 6588 | 0.97 | CYLINDRICAL RING | 700\153 | RING | 700 | 1.3.6.1.4.1.14519.5.2.1.1706.8040.437550190920745522515972396818 | 1.3.6.1.4.1.14519.5.2.1.1706.8040.314913613403143423854870929626 | TCIA | 10.7937/K9/TCIA.2017.umz8dv6s
HNSCC-01-0106 | ORIGINAL | PT | 223 | 1999-09-15 | PET/CT HEAD&NECK CA IN | PET_AC | 4 | GE MEDICAL SYSTEMS | Discovery STE | 41.04 | Positron Emission Tomography Image Storage | [9 empty] | FDG -- fluorodeoxyglucose | 654557504 | 6588 | 0.97 | CYLINDRICAL RING | 700\153 | RING | 700 | 1.3.6.1.4.1.14519.5.2.1.1706.8040.437550190920745522515972396818 | 1.3.6.1.4.1.14519.5.2.1.1706.8040.551938256372882609999288002044 | TCIA | 10.7937/K9/TCIA.2017.umz8dv6s
HNSCC-01-0106 | NULL | RTSTRUCT | 1 | 1999-11-20 | RT SIMULATION | NULL | 1 | ADAC | Pinnacle3 | 9.8 | RT Structure Set Storage | [17 empty] | 1.3.6.1.4.1.14519.5.2.1.1706.8040.229639434527120659134873102285 | 1.3.6.1.4.1.14519.5.2.1.1706.8040.146396898199635048499468486256 | TCIA | 10.7937/K9/TCIA.2017.umz8dv6s
HNSCC-01-0106 | NULL | RTPLAN | 1 | 1999-11-20 | RT SIMULATION | NULL | 1 | ADAC | Pinnacle3 | 9.8 | RT Plan Storage | [17 empty] | 1.3.6.1.4.1.14519.5.2.1.1706.8040.229639434527120659134873102285 | 1.3.6.1.4.1.14519.5.2.1.1706.8040.184393893230723680547511574377 | TCIA | 10.7937/K9/TCIA.2017.umz8dv6s
HNSCC-01-0106 | NULL | RTDOSE | 1 | 1999-11-20 | RT SIMULATION | NULL | 1 | ADAC | Pinnacle3 | 9.8 | RT Dose Storage | [17 empty] | 1.3.6.1.4.1.14519.5.2.1.1706.8040.229639434527120659134873102285 | 1.3.6.1.4.1.14519.5.2.1.1706.8040.228392833316131025051201137059 | TCIA | 10.7937/K9/TCIA.2017.umz8dv6s
HNSCC-01-0106 | ORIGINAL | CT | 168 | 1999-11-20 | RT SIMULATION | NULL | 6 | Philips | Mx8000 IDT 16 | 4.0.0 | CT Image Storage | 120 | HELIX | 500 | 500 |  | 0 | CW | [10 empty] | 1.3.6.1.4.1.14519.5.2.1.1706.8040.229639434527120659134873102285 | 1.3.6.1.4.1.14519.5.2.1.1706.8040.594355330923807815146123500285 | TCIA | 10.7937/K9/TCIA.2017.umz8dv6s
HNSCC-01-0106 | ORIGINAL | PT | 223 | 2000-03-21 | PET/CT HEAD & NECK CA | PET_NAC | 5 | GE MEDICAL SYSTEMS | Discovery RX | 41.04 | Positron Emission Tomography Image Storage | [9 empty] | FDG -- fluorodeoxyglucose | 594811648 | 6588 | 0.97 | CYLINDRICAL RING | 700\153 | RING | 700 | 1.3.6.1.4.1.14519.5.2.1.1706.8040.261768377098962293298047162686 | 1.3.6.1.4.1.14519.5.2.1.1706.8040.100689798277642428581336694153 | TCIA | 10.7937/K9/TCIA.2017.umz8dv6s
HNSCC-01-0106 | ORIGINAL | PT | 91 | 2000-03-21 | PET/CT HEAD & NECK CA | PET_NAC_HEAD | 11 | GE MEDICAL SYSTEMS | Discovery RX | 41.04 | Positron Emission Tomography Image Storage | [9 empty] | FDG -- fluorodeoxyglucose | 594811648 | 6588 | 0.97 | CYLINDRICAL RING | 700\153 | RING | 700 | 1.3.6.1.4.1.14519.5.2.1.1706.8040.261768377098962293298047162686 | 1.3.6.1.4.1.14519.5.2.1.1706.8040.219713509228436840988604335991 | TCIA | 10.7937/K9/TCIA.2017.umz8dv6s
HNSCC-01-0106 | ORIGINAL | PT | 91 | 2000-03-21 | PET/CT HEAD & NECK CA | PET_AC_HEAD | 10 | GE MEDICAL SYSTEMS | Discovery RX | 41.04 | Positron Emission Tomography Image Storage | [9 empty] | FDG -- fluorodeoxyglucose | 594811648 | 6588 | 0.97 | CYLINDRICAL RING | 700\153 | RING | 700 | 1.3.6.1.4.1.14519.5.2.1.1706.8040.261768377098962293298047162686 | 1.3.6.1.4.1.14519.5.2.1.1706.8040.268813154522061454224974314126 | TCIA | 10.7937/K9/TCIA.2017.umz8dv6s
HNSCC-01-0106 | ORIGINAL | PT | 223 | 2000-03-21 | PET/CT HEAD & NECK CA | PET_AC | 4 | GE MEDICAL SYSTEMS | Discovery RX | 41.04 | Positron Emission Tomography Image Storage | [9 empty] | FDG -- fluorodeoxyglucose | 594811648 | 6588 | 0.97 | CYLINDRICAL RING | 700\153 | RING | 700 | 1.3.6.1.4.1.14519.5.2.1.1706.8040.261768377098962293298047162686 | 1.3.6.1.4.1.14519.5.2.1.1706.8040.276659607958585508606325736468 | TCIA | 10.7937/K9/TCIA.2017.umz8dv6s
HNSCC-01-0106 | ORIGINAL | CT | 223 | 2000-03-21 | PET/CT HEAD & NECK CA | CT Atten Cor Head IN | 2 | GE MEDICAL SYSTEMS | Discovery RX | pet_vct_hp.80 | CT Image Storage | 120 | HELICAL MODE | 500 | 500 | 949.075 | 0 | CW | 566 | 27.5 | [8 empty] | 1.3.6.1.4.1.14519.5.2.1.1706.8040.261768377098962293298047162686 | 1.3.6.1.4.1.14519.5.2.1.1706.8040.756256794719174421258207381315 | TCIA | 10.7937/K9/TCIA.2017.umz8dv6s
HNSCC-01-0107 | ORIGINAL | CT | 223 | 1999-10-03 | PET/CT HEAD&NECK CA IN | CT Atten Cor Head IN | 2 | GE MEDICAL SYSTEMS | Discovery RX | pet_vct_hp.80 | CT Image Storage | 120 | HELICAL MODE | 500 | 500 | 949.075 | 0 | CW | 566 | 27.5 | [8 empty] | 1.3.6.1.4.1.14519.5.2.1.1706.8040.194322417078487969248157875726 | 1.3.6.1.4.1.14519.5.2.1.1706.8040.111420121146950046870105816524 | TCIA | 10.7937/K9/TCIA.2017.umz8dv6s
HNSCC-01-0107 | ORIGINAL | PT | 223 | 1999-10-03 | PET/CT HEAD&NECK CA IN | PET_NAC | 5 | GE MEDICAL SYSTEMS | Discovery RX | 41.04 | Positron Emission Tomography Image Storage | [9 empty] | FDG -- fluorodeoxyglucose | 572112256 | 6588 | 0.97 | CYLINDRICAL RING | 700\153 | RING | 700 | 1.3.6.1.4.1.14519.5.2.1.1706.8040.194322417078487969248157875726 | 1.3.6.1.4.1.14519.5.2.1.1706.8040.159291048228446552091886090094 | TCIA | 10.7937/K9/TCIA.2017.umz8dv6s
HNSCC-01-0107 | ORIGINAL | PT | 91 | 1999-10-03 | PET/CT HEAD&NECK CA IN | PET_AC_HEAD | 10 | GE MEDICAL SYSTEMS | Discovery RX | 41.04 | Positron Emission Tomography Image Storage | [9 empty] | FDG -- fluorodeoxyglucose | 572112256 | 6588 | 0.97 | CYLINDRICAL RING | 700\153 | RING | 700 | 1.3.6.1.4.1.14519.5.2.1.1706.8040.194322417078487969248157875726 | 1.3.6.1.4.1.14519.5.2.1.1706.8040.196274712037582819456097716829 | TCIA | 10.7937/K9/TCIA.2017.umz8dv6s
HNSCC-01-0107 | ORIGINAL | PT | 223 | 1999-10-03 | PET/CT HEAD&NECK CA IN | PET_AC | 4 | GE MEDICAL SYSTEMS | Discovery RX | 41.04 | Positron Emission Tomography Image Storage | [9 empty] | FDG -- fluorodeoxyglucose | 572112256 | 6588 | 0.97 | CYLINDRICAL RING | 700\153 | RING | 700 | 1.3.6.1.4.1.14519.5.2.1.1706.8040.194322417078487969248157875726 | 1.3.6.1.4.1.14519.5.2.1.1706.8040.298991906135577714651674652276 | TCIA | 10.7937/K9/TCIA.2017.umz8dv6s
HNSCC-01-0107 | ORIGINAL | PT | 91 | 1999-10-03 | PET/CT HEAD&NECK CA IN | PET_NAC_HEAD | 11 | GE MEDICAL SYSTEMS | Discovery RX | 41.04 | Positron Emission Tomography Image Storage | [9 empty] | FDG -- fluorodeoxyglucose | 572112256 | 6588 | 0.97 | CYLINDRICAL RING | 700\153 | RING | 700 | 1.3.6.1.4.1.14519.5.2.1.1706.8040.194322417078487969248157875726 | 1.3.6.1.4.1.14519.5.2.1.1706.8040.319532722625895638296346286367 | TCIA | 10.7937/K9/TCIA.2017.umz8dv6s
HNSCC-01-0107 | NULL | RTDOSE | 1 | 1999-10-26 | RT SIMULATION | NULL | 1 | ADAC | Pinnacle3 | 9.8 | RT Dose Storage | [17 empty] | 1.3.6.1.4.1.14519.5.2.1.1706.8040.151530107078940223478992472726 | 1.3.6.1.4.1.14519.5.2.1.1706.8040.202039550906962740331098654038 | TCIA | 10.7937/K9/TCIA.2017.umz8dv6s
HNSCC-01-0107 | NULL | RTSTRUCT | 1 | 1999-10-26 | RT SIMULATION | NULL | 1 | ADAC | Pinnacle3 | 9.8 | RT Structure Set Storage | [17 empty] | 1.3.6.1.4.1.14519.5.2.1.1706.8040.151530107078940223478992472726 | 1.3.6.1.4.1.14519.5.2.1.1706.8040.282109387334652913431046508755 | TCIA | 10.7937/K9/TCIA.2017.umz8dv6s
HNSCC-01-0107 | NULL | RTPLAN | 1 | 1999-10-26 | RT SIMULATION | NULL | 1 | ADAC | Pinnacle3 | 9.8 | RT Plan Storage | [17 empty] | 1.3.6.1.4.1.14519.5.2.1.1706.8040.151530107078940223478992472726 | 1.3.6.1.4.1.14519.5.2.1.1706.8040.974498070558834250581010366366 | TCIA | 10.7937/K9/TCIA.2017.umz8dv6s
HNSCC-01-0107 | ORIGINAL | CT | 170 | 1999-10-26 | RT SIMULATION | NULL | NULL | Philips Medical Systems | PQ5000 | 4.9.1/5.0.2 | CT Image Storage | 130 |  | 480 | 480 |  | 0 | CC | [10 empty] | 1.3.6.1.4.1.14519.5.2.1.1706.8040.151530107078940223478992472726 | 1.3.6.1.4.1.14519.5.2.1.1706.8040.234055200498786589455679171091 | TCIA | 10.7937/K9/TCIA.2017.umz8dv6s
HNSCC-01-0107 | ORIGINAL | CT | 223 | 2000-02-11 | PET/CT HEAD & NECK CA | CT Atten Cor Head IN | 2 | GE MEDICAL SYSTEMS | Discovery STE | pet_vct_hp.80 | CT Image Storage | 120 | HELICAL MODE | 500 | 500 | 949.075 | 0 | CW | 566 | 27.5 | [8 empty] | 1.3.6.1.4.1.14519.5.2.1.1706.8040.162806347079295714674736021094 | 1.3.6.1.4.1.14519.5.2.1.1706.8040.126119397933069467490795163422 | TCIA | 10.7937/K9/TCIA.2017.umz8dv6s
HNSCC-01-0107 | ORIGINAL | PT | 223 | 2000-02-11 | PET/CT HEAD & NECK CA | PET_NAC | 5 | GE MEDICAL SYSTEMS | Discovery STE | 41.04 | Positron Emission Tomography Image Storage | [9 empty] | FDG -- fluorodeoxyglucose | 528519200 | 6588 | 0.97 | CYLINDRICAL RING | 700\153 | RING | 700 | 1.3.6.1.4.1.14519.5.2.1.1706.8040.162806347079295714674736021094 | 1.3.6.1.4.1.14519.5.2.1.1706.8040.257938786817883257575164513111 | TCIA | 10.7937/K9/TCIA.2017.umz8dv6s
HNSCC-01-0107 | ORIGINAL | PT | 223 | 2000-02-11 | PET/CT HEAD & NECK CA | PET_AC | 4 | GE MEDICAL SYSTEMS | Discovery STE | 41.04 | Positron Emission Tomography Image Storage | [9 empty] | FDG -- fluorodeoxyglucose | 528519200 | 6588 | 0.97 | CYLINDRICAL RING | 700\153 | RING | 700 | 1.3.6.1.4.1.14519.5.2.1.1706.8040.162806347079295714674736021094 | 1.3.6.1.4.1.14519.5.2.1.1706.8040.300653780627772511736151972737 | TCIA | 10.7937/K9/TCIA.2017.umz8dv6s
HNSCC-01-0107 | ORIGINAL | PT | 91 | 2000-02-11 | PET/CT HEAD & NECK CA | PET_AC_HEAD | 10 | GE MEDICAL SYSTEMS | Discovery STE | 41.04 | Positron Emission Tomography Image Storage | [9 empty] | FDG -- fluorodeoxyglucose | 528519200 | 6588 | 0.97 | CYLINDRICAL RING | 700\153 | RING | 700 | 1.3.6.1.4.1.14519.5.2.1.1706.8040.162806347079295714674736021094 | 1.3.6.1.4.1.14519.5.2.1.1706.8040.304312674876791357416662789610 | TCIA | 10.7937/K9/TCIA.2017.umz8dv6s
HNSCC-01-0107 | ORIGINAL | PT | 91 | 2000-02-11 | PET/CT HEAD & NECK CA | PET_NAC_HEAD | 11 | GE MEDICAL SYSTEMS | Discovery STE | 41.04 | Positron Emission Tomography Image Storage | [9 empty] | FDG -- fluorodeoxyglucose | 528519200 | 6588 | 0.97 | CYLINDRICAL RING | 700\153 | RING | 700 | 1.3.6.1.4.1.14519.5.2.1.1706.8040.162806347079295714674736021094 | 1.3.6.1.4.1.14519.5.2.1.1706.8040.322567816850775574956135057006 | TCIA | 10.7937/K9/TCIA.2017.umz8dv6s
HNSCC-01-0108 | ORIGINAL | CT | 223 | 1999-10-12 | PET/CT HEAD&NECK CA IN | CT Atten Cor Head IN | 2 | GE MEDICAL SYSTEMS | Discovery STE | pet_vct_hp.80 | CT Image Storage | 120 | HELICAL MODE | 500 | 500 | 949.075 | 0 | CW | 566 | 27.5 | [8 empty] | 1.3.6.1.4.1.14519.5.2.1.1706.8040.270513557402895290147008327786 | 1.3.6.1.4.1.14519.5.2.1.1706.8040.179658011177762252875337651873 | TCIA | 10.7937/K9/TCIA.2017.umz8dv6s
HNSCC-01-0108 | ORIGINAL | PT | 91 | 1999-10-12 | PET/CT HEAD&NECK CA IN | PET_AC_HEAD | 10 | GE MEDICAL SYSTEMS | Discovery STE | 41.04 | Positron Emission Tomography Image Storage | [9 empty] | FDG -- fluorodeoxyglucose | 556629504 | 6588 | 0.97 | CYLINDRICAL RING | 700\153 | RING | 700 | 1.3.6.1.4.1.14519.5.2.1.1706.8040.270513557402895290147008327786 | 1.3.6.1.4.1.14519.5.2.1.1706.8040.245369674315714732705886761974 | TCIA | 10.7937/K9/TCIA.2017.umz8dv6s
HNSCC-01-0108 | ORIGINAL | PT | 223 | 1999-10-12 | PET/CT HEAD&NECK CA IN | PET_NAC | 5 | GE MEDICAL SYSTEMS | Discovery STE | 41.04 | Positron Emission Tomography Image Storage | [9 empty] | FDG -- fluorodeoxyglucose | 556629504 | 6588 | 0.97 | CYLINDRICAL RING | 700\153 | RING | 700 | 1.3.6.1.4.1.14519.5.2.1.1706.8040.270513557402895290147008327786 | 1.3.6.1.4.1.14519.5.2.1.1706.8040.308505617129489696810203225679 | TCIA | 10.7937/K9/TCIA.2017.umz8dv6s
HNSCC-01-0108 | ORIGINAL | PT | 91 | 1999-10-12 | PET/CT HEAD&NECK CA IN | PET_NAC_HEAD | 11 | GE MEDICAL SYSTEMS | Discovery STE | 41.04 | Positron Emission Tomography Image Storage | [9 empty] | FDG -- fluorodeoxyglucose | 556629504 | 6588 | 0.97 | CYLINDRICAL RING | 700\153 | RING | 700 | 1.3.6.1.4.1.14519.5.2.1.1706.8040.270513557402895290147008327786 | 1.3.6.1.4.1.14519.5.2.1.1706.8040.323983555573377914256639263193 | TCIA | 10.7937/K9/TCIA.2017.umz8dv6s
HNSCC-01-0108 | ORIGINAL | PT | 223 | 1999-10-12 | PET/CT HEAD&NECK CA IN | PET_AC | 4 | GE MEDICAL SYSTEMS | Discovery STE | 41.04 | Positron Emission Tomography Image Storage | [9 empty] | FDG -- fluorodeoxyglucose | 556629504 | 6588 | 0.97 | CYLINDRICAL RING | 700\153 | RING | 700 | 1.3.6.1.4.1.14519.5.2.1.1706.8040.270513557402895290147008327786 | 1.3.6.1.4.1.14519.5.2.1.1706.8040.753752101300626691148827457914 | TCIA | 10.7937/K9/TCIA.2017.umz8dv6s
HNSCC-01-0108 | NULL | RTPLAN | 1 | 1999-10-25 | RT SIMULATION | NULL | 1 | ADAC | Pinnacle3 | 9.8 | RT Plan Storage | [17 empty] | 1.3.6.1.4.1.14519.5.2.1.1706.8040.336879258508560419594848392197 | 1.3.6.1.4.1.14519.5.2.1.1706.8040.254348389823412801216827761014 | TCIA | 10.7937/K9/TCIA.2017.umz8dv6s
HNSCC-01-0108 | NULL | RTSTRUCT | 1 | 1999-10-25 | RT SIMULATION | NULL | 1 | ADAC | Pinnacle3 | 9.8 | RT Structure Set Storage | [17 empty] | 1.3.6.1.4.1.14519.5.2.1.1706.8040.336879258508560419594848392197 | 1.3.6.1.4.1.14519.5.2.1.1706.8040.509539569195028599378624738951 | TCIA | 10.7937/K9/TCIA.2017.umz8dv6s
HNSCC-01-0108 | NULL | RTDOSE | 1 | 1999-10-25 | RT SIMULATION | NULL | 1 | ADAC | Pinnacle3 | 9.8 | RT Dose Storage | [17 empty] | 1.3.6.1.4.1.14519.5.2.1.1706.8040.336879258508560419594848392197 | 1.3.6.1.4.1.14519.5.2.1.1706.8040.760094404548456338678080799653 | TCIA | 10.7937/K9/TCIA.2017.umz8dv6s
HNSCC-01-0108 | ORIGINAL | CT | 130 | 1999-10-25 | RT SIMULATION | NULL | NULL | Philips Medical Systems | PQ5000 | 4.9.1/5.0.2 | CT Image Storage | 130 |  | 480 | 480 |  | 0 | CC | [10 empty] | 1.3.6.1.4.1.14519.5.2.1.1706.8040.336879258508560419594848392197 | 1.3.6.1.4.1.14519.5.2.1.1706.8040.948021796780747258590559985293 | TCIA | 10.7937/K9/TCIA.2017.umz8dv6s
HNSCC-01-0108 | ORIGINAL | PT | 223 | 2000-02-13 | PET/CT HEAD & NECK CA | PET_NAC | 5 | GE MEDICAL SYSTEMS | Discovery STE | 41.04 | Positron Emission Tomography Image Storage | [9 empty] | FDG -- fluorodeoxyglucose | 590897664 | 6588 | 0.97 | CYLINDRICAL RING | 700\153 | RING | 700 | 1.3.6.1.4.1.14519.5.2.1.1706.8040.198202104286430777968288906732 | 1.3.6.1.4.1.14519.5.2.1.1706.8040.121752762165254874323868173763 | TCIA | 10.7937/K9/TCIA.2017.umz8dv6s
HNSCC-01-0108 | ORIGINAL | PT | 91 | 2000-02-13 | PET/CT HEAD & NECK CA | PET_NAC_HEAD | 11 | GE MEDICAL SYSTEMS | Discovery STE | 41.04 | Positron Emission Tomography Image Storage | [9 empty] | FDG -- fluorodeoxyglucose | 590897664 | 6588 | 0.97 | CYLINDRICAL RING | 700\153 | RING | 700 | 1.3.6.1.4.1.14519.5.2.1.1706.8040.198202104286430777968288906732 | 1.3.6.1.4.1.14519.5.2.1.1706.8040.228200909113582976459289317370 | TCIA | 10.7937/K9/TCIA.2017.umz8dv6s
HNSCC-01-0108 | ORIGINAL | PT | 223 | 2000-02-13 | PET/CT HEAD & NECK CA | PET_AC | 4 | GE MEDICAL SYSTEMS | Discovery STE | 41.04 | Positron Emission Tomography Image Storage | [9 empty] | FDG -- fluorodeoxyglucose | 590897664 | 6588 | 0.97 | CYLINDRICAL RING | 700\153 | RING | 700 | 1.3.6.1.4.1.14519.5.2.1.1706.8040.198202104286430777968288906732 | 1.3.6.1.4.1.14519.5.2.1.1706.8040.293188775180633263333477385937 | TCIA | 10.7937/K9/TCIA.2017.umz8dv6s
HNSCC-01-0108 | ORIGINAL | CT | 223 | 2000-02-13 | PET/CT HEAD & NECK CA | CT Atten Cor Head IN | 2 | GE MEDICAL SYSTEMS | Discovery STE | pet_vct_hp.80 | CT Image Storage | 120 | HELICAL MODE | 500 | 500 | 949.075 | 0 | CW | 566 | 27.5 | [8 empty] | 1.3.6.1.4.1.14519.5.2.1.1706.8040.198202104286430777968288906732 | 1.3.6.1.4.1.14519.5.2.1.1706.8040.297106110673497257951518603844 | TCIA | 10.7937/K9/TCIA.2017.umz8dv6s
HNSCC-01-0108 | ORIGINAL | PT | 91 | 2000-02-13 | PET/CT HEAD & NECK CA | PET_AC_HEAD | 10 | GE MEDICAL SYSTEMS | Discovery STE | 41.04 | Positron Emission Tomography Image Storage | [9 empty] | FDG -- fluorodeoxyglucose | 590897664 | 6588 | 0.97 | CYLINDRICAL RING | 700\153 | RING | 700 | 1.3.6.1.4.1.14519.5.2.1.1706.8040.198202104286430777968288906732 | 1.3.6.1.4.1.14519.5.2.1.1706.8040.853252315848873505454838406101 | TCIA | 10.7937/K9/TCIA.2017.umz8dv6s
HNSCC-01-0109 | NULL | RTSTRUCT | 1 | 2000-01-21 | RT SIMULATION | NULL | 1 | ADAC | Pinnacle3 | 9.8 | RT Structure Set Storage | [17 empty] | 1.3.6.1.4.1.14519.5.2.1.1706.8040.234043577807104655565557085831 | 1.3.6.1.4.1.14519.5.2.1.1706.8040.129604102619732305954380479045 | TCIA | 10.7937/K9/TCIA.2017.umz8dv6s
HNSCC-01-0109 | NULL | RTDOSE | 1 | 2000-01-21 | RT SIMULATION | NULL | 1 | ADAC | Pinnacle3 | 9.8 | RT Dose Storage | [17 empty] | 1.3.6.1.4.1.14519.5.2.1.1706.8040.234043577807104655565557085831 | 1.3.6.1.4.1.14519.5.2.1.1706.8040.298780085134518712715102824723 | TCIA | 10.7937/K9/TCIA.2017.umz8dv6s
HNSCC-01-0109 | NULL | RTPLAN | 1 | 2000-01-21 | RT SIMULATION | NULL | 1 | ADAC | Pinnacle3 | 9.8 | RT Plan Storage | [17 empty] | 1.3.6.1.4.1.14519.5.2.1.1706.8040.234043577807104655565557085831 | 1.3.6.1.4.1.14519.5.2.1.1706.8040.453341834036279187314129476055 | TCIA | 10.7937/K9/TCIA.2017.umz8dv6s
HNSCC-01-0109 | ORIGINAL | CT | 126 | 2000-01-21 | RT SIMULATION | NULL | 7 | Philips | Mx8000 IDT 16 | 4.2.1 | CT Image Storage | 120 | HELIX | 500 | 500 |  | 0 | CW | [10 empty] | 1.3.6.1.4.1.14519.5.2.1.1706.8040.234043577807104655565557085831 | 1.3.6.1.4.1.14519.5.2.1.1706.8040.180356376412618057762214520754 | TCIA | 10.7937/K9/TCIA.2017.umz8dv6s
HNSCC-01-0109 | ORIGINAL | PT | 91 | 2000-01-28 | PET/CT HEAD & NECK CA | PET_NAC_HEAD | 11 | GE MEDICAL SYSTEMS | Discovery RX | 41.04 | Positron Emission Tomography Image Storage | [9 empty] | FDG -- fluorodeoxyglucose | 685532160 | 6588 | 0.97 | CYLINDRICAL RING | 700\153 | RING | 700 | 1.3.6.1.4.1.14519.5.2.1.1706.8040.233549322739227317354429562436 | 1.3.6.1.4.1.14519.5.2.1.1706.8040.125593343949230393806390473673 | TCIA | 10.7937/K9/TCIA.2017.umz8dv6s
HNSCC-01-0109 | ORIGINAL | CT | 223 | 2000-01-28 | PET/CT HEAD & NECK CA | CT Atten Cor Head IN | 2 | GE MEDICAL SYSTEMS | Discovery RX | pet_vct_hp.80 | CT Image Storage | 120 | HELICAL MODE | 500 | 500 | 949.075 | 0 | CW | 566 | 27.5 | [8 empty] | 1.3.6.1.4.1.14519.5.2.1.1706.8040.233549322739227317354429562436 | 1.3.6.1.4.1.14519.5.2.1.1706.8040.179569381095263605528030437485 | TCIA | 10.7937/K9/TCIA.2017.umz8dv6s
HNSCC-01-0109 | ORIGINAL | PT | 223 | 2000-01-28 | PET/CT HEAD & NECK CA | PET_NAC | 5 | GE MEDICAL SYSTEMS | Discovery RX | 41.04 | Positron Emission Tomography Image Storage | [9 empty] | FDG -- fluorodeoxyglucose | 685532160 | 6588 | 0.97 | CYLINDRICAL RING | 700\153 | RING | 700 | 1.3.6.1.4.1.14519.5.2.1.1706.8040.233549322739227317354429562436 | 1.3.6.1.4.1.14519.5.2.1.1706.8040.252117136934638335284035036690 | TCIA | 10.7937/K9/TCIA.2017.umz8dv6s
HNSCC-01-0109 | ORIGINAL | PT | 223 | 2000-01-28 | PET/CT HEAD & NECK CA | PET_AC | 4 | GE MEDICAL SYSTEMS | Discovery RX | 41.04 | Positron Emission Tomography Image Storage | [9 empty] | FDG -- fluorodeoxyglucose | 685532160 | 6588 | 0.97 | CYLINDRICAL RING | 700\153 | RING | 700 | 1.3.6.1.4.1.14519.5.2.1.1706.8040.233549322739227317354429562436 | 1.3.6.1.4.1.14519.5.2.1.1706.8040.298982270496591907741762069284 | TCIA | 10.7937/K9/TCIA.2017.umz8dv6s
HNSCC-01-0109 | ORIGINAL | PT | 91 | 2000-01-28 | PET/CT HEAD & NECK CA | PET_AC_HEAD | 10 | GE MEDICAL SYSTEMS | Discovery RX | 41.04 | Positron Emission Tomography Image Storage | [9 empty] | FDG -- fluorodeoxyglucose | 685532160 | 6588 | 0.97 | CYLINDRICAL RING | 700\153 | RING | 700 | 1.3.6.1.4.1.14519.5.2.1.1706.8040.233549322739227317354429562436 | 1.3.6.1.4.1.14519.5.2.1.1706.8040.337373355064862240361664962162 | TCIA | 10.7937/K9/TCIA.2017.umz8dv6s
HNSCC-01-0109 | ORIGINAL | PT | 223 | 2000-08-15 | PET/CT HEAD & NECK CA | PET AC | 1 | GE MEDICAL SYSTEMS | Discovery ST | 26.14 | Positron Emission Tomography Image Storage | [9 empty] | FDG -- fluorodeoxyglucose | 618989440 | 6588 | 0.97 | CYLINDRICAL RING | 700\157 | RING | 700 | 1.3.6.1.4.1.14519.5.2.1.1706.8040.110938099045364150124902702398 | 1.3.6.1.4.1.14519.5.2.1.1706.8040.146348242184553104003643419790 | TCIA | 10.7937/K9/TCIA.2017.umz8dv6s
HNSCC-01-0109 | ORIGINAL | CT | 223 | 2000-08-15 | PET/CT HEAD & NECK CA | CT Atten Cor Head In | 2 | GE MEDICAL SYSTEMS | Discovery ST | LightSpeedAppsdstm5_goc1_11D_R2.9N.IRIX646.5 | CT Image Storage | 120 | HELICAL MODE | 500 | 500 | 949.075 | 0 | CW | 675 | [9 empty] | 1.3.6.1.4.1.14519.5.2.1.1706.8040.110938099045364150124902702398 | 1.3.6.1.4.1.14519.5.2.1.1706.8040.282817607728087995374863499057 | TCIA | 10.7937/K9/TCIA.2017.umz8dv6s
HNSCC-01-0109 | ORIGINAL | PT | 91 | 2000-08-15 | PET/CT HEAD & NECK CA | PET AC H&N | 1 | GE MEDICAL SYSTEMS | Discovery ST | 26.14 | Positron Emission Tomography Image Storage | [9 empty] | FDG -- fluorodeoxyglucose | 618989440 | 6588 | 0.97 | CYLINDRICAL RING | 700\157 | RING | 700 | 1.3.6.1.4.1.14519.5.2.1.1706.8040.110938099045364150124902702398 | 1.3.6.1.4.1.14519.5.2.1.1706.8040.320343992879606196307426136751 | TCIA | 10.7937/K9/TCIA.2017.umz8dv6s
HNSCC-01-0109 | ORIGINAL | PT | 223 | 2000-08-15 | PET/CT HEAD & NECK CA | No AC Recon | 2 | GE MEDICAL SYSTEMS | Discovery ST | 26.14 | Positron Emission Tomography Image Storage | [9 empty] | FDG -- fluorodeoxyglucose | 618989440 | 6588 | 0.97 | CYLINDRICAL RING | 700\157 | RING | 700 | 1.3.6.1.4.1.14519.5.2.1.1706.8040.110938099045364150124902702398 | 1.3.6.1.4.1.14519.5.2.1.1706.8040.340180829365116616417845597423 | TCIA | 10.7937/K9/TCIA.2017.umz8dv6s
HNSCC-01-0109 | ORIGINAL | PT | 91 | 2000-08-15 | PET/CT HEAD & NECK CA | No AC Recon H&N | 2 | GE MEDICAL SYSTEMS | Discovery ST | 26.14 | Positron Emission Tomography Image Storage | [9 empty] | FDG -- fluorodeoxyglucose | 618989440 | 6588 | 0.97 | CYLINDRICAL RING | 700\157 | RING | 700 | 1.3.6.1.4.1.14519.5.2.1.1706.8040.110938099045364150124902702398 | 1.3.6.1.4.1.14519.5.2.1.1706.8040.520877803866899935777592500595 | TCIA | 10.7937/K9/TCIA.2017.umz8dv6s
HNSCC-01-0110 | ORIGINAL | PT | 179 | 1999-10-26 | PET/CT HEAD&NECK CA IN | PET_NAC | 5 | GE MEDICAL SYSTEMS | Discovery RX | 41.04 | Positron Emission Tomography Image Storage | [9 empty] | FDG -- fluorodeoxyglucose | 606913472 | 6588 | 0.97 | CYLINDRICAL RING | 700\153 | RING | 700 | 1.3.6.1.4.1.14519.5.2.1.1706.8040.133176469649579035692013787204 | 1.3.6.1.4.1.14519.5.2.1.1706.8040.174864845684497520941396913089 | TCIA | 10.7937/K9/TCIA.2017.umz8dv6s
HNSCC-01-0110 | ORIGINAL | PT | 91 | 1999-10-26 | PET/CT HEAD&NECK CA IN | PET_NAC_HEAD | 11 | GE MEDICAL SYSTEMS | Discovery RX | 41.04 | Positron Emission Tomography Image Storage | [9 empty] | FDG -- fluorodeoxyglucose | 606913472 | 6588 | 0.97 | CYLINDRICAL RING | 700\153 | RING | 700 | 1.3.6.1.4.1.14519.5.2.1.1706.8040.133176469649579035692013787204 | 1.3.6.1.4.1.14519.5.2.1.1706.8040.229078185676047727694731991502 | TCIA | 10.7937/K9/TCIA.2017.umz8dv6s
HNSCC-01-0110 | ORIGINAL | PT | 91 | 1999-10-26 | PET/CT HEAD&NECK CA IN | PET_AC_HEAD | 10 | GE MEDICAL SYSTEMS | Discovery RX | 41.04 | Positron Emission Tomography Image Storage | [9 empty] | FDG -- fluorodeoxyglucose | 606913472 | 6588 | 0.97 | CYLINDRICAL RING | 700\153 | RING | 700 | 1.3.6.1.4.1.14519.5.2.1.1706.8040.133176469649579035692013787204 | 1.3.6.1.4.1.14519.5.2.1.1706.8040.320804694962707784411437799069 | TCIA | 10.7937/K9/TCIA.2017.umz8dv6s
HNSCC-01-0110 | ORIGINAL | PT | 179 | 1999-10-26 | PET/CT HEAD&NECK CA IN | PET_AC | 4 | GE MEDICAL SYSTEMS | Discovery RX | 41.04 | Positron Emission Tomography Image Storage | [9 empty] | FDG -- fluorodeoxyglucose | 606913472 | 6588 | 0.97 | CYLINDRICAL RING | 700\153 | RING | 700 | 1.3.6.1.4.1.14519.5.2.1.1706.8040.133176469649579035692013787204 | 1.3.6.1.4.1.14519.5.2.1.1706.8040.329457818560592507930476591584 | TCIA | 10.7937/K9/TCIA.2017.umz8dv6s
HNSCC-01-0110 | ORIGINAL | CT | 179 | 1999-10-26 | PET/CT HEAD&NECK CA IN | CT Atten Cor Head IN | 2 | GE MEDICAL SYSTEMS | Discovery RX | pet_vct_hp.80 | CT Image Storage | 120 | HELICAL MODE | 500 | 500 | 949.075 | 0 | CW | 566 | 27.5 | [8 empty] | 1.3.6.1.4.1.14519.5.2.1.1706.8040.133176469649579035692013787204 | 1.3.6.1.4.1.14519.5.2.1.1706.8040.995723227158205159533161918938 | TCIA | 10.7937/K9/TCIA.2017.umz8dv6s
HNSCC-01-0110 | NULL | RTPLAN | 1 | 1999-11-21 | RT SIMULATION | NULL | 1 | ADAC | Pinnacle3 | 9.8 | RT Plan Storage | [17 empty] | 1.3.6.1.4.1.14519.5.2.1.1706.8040.335622692809067990307822083794 | 1.3.6.1.4.1.14519.5.2.1.1706.8040.137421451650723897461159051143 | TCIA | 10.7937/K9/TCIA.2017.umz8dv6s
HNSCC-01-0110 | NULL | RTSTRUCT | 1 | 1999-11-21 | RT SIMULATION | NULL | 1 | ADAC | Pinnacle3 | 9.8 | RT Structure Set Storage | [17 empty] | 1.3.6.1.4.1.14519.5.2.1.1706.8040.335622692809067990307822083794 | 1.3.6.1.4.1.14519.5.2.1.1706.8040.213283457975091633918646000084 | TCIA | 10.7937/K9/TCIA.2017.umz8dv6s
HNSCC-01-0110 | NULL | RTDOSE | 1 | 1999-11-21 | RT SIMULATION | NULL | 1 | ADAC | Pinnacle3 | 9.8 | RT Dose Storage | [17 empty] | 1.3.6.1.4.1.14519.5.2.1.1706.8040.335622692809067990307822083794 | 1.3.6.1.4.1.14519.5.2.1.1706.8040.446730735456216193601385530517 | TCIA | 10.7937/K9/TCIA.2017.umz8dv6s
HNSCC-01-0110 | ORIGINAL | CT | 144 | 1999-11-21 | RT SIMULATION | NULL | 5 | Philips | Mx8000 IDT 16 | 4.0.0 | CT Image Storage | 120 | HELIX | 500 | 500 |  | 0 | CW | [10 empty] | 1.3.6.1.4.1.14519.5.2.1.1706.8040.335622692809067990307822083794 | 1.3.6.1.4.1.14519.5.2.1.1706.8040.924932826176129212466652805945 | TCIA | 10.7937/K9/TCIA.2017.umz8dv6s
HNSCC-01-0110 | ORIGINAL | PT | 91 | 2000-04-30 | PET/CT HEAD & NECK CA | PET_AC_HEAD | 10 | GE MEDICAL SYSTEMS | Discovery STE | 41.04 | Positron Emission Tomography Image Storage | [9 empty] | FDG -- fluorodeoxyglucose | 652937024 | 6588 | 0.97 | CYLINDRICAL RING | 700\153 | RING | 700 | 1.3.6.1.4.1.14519.5.2.1.1706.8040.102744760372848274586386494692 | 1.3.6.1.4.1.14519.5.2.1.1706.8040.143345417457575339175814135995 | TCIA | 10.7937/K9/TCIA.2017.umz8dv6s
HNSCC-01-0110 | ORIGINAL | PT | 179 | 2000-04-30 | PET/CT HEAD & NECK CA | PET_AC | 4 | GE MEDICAL SYSTEMS | Discovery STE | 41.04 | Positron Emission Tomography Image Storage | [9 empty] | FDG -- fluorodeoxyglucose | 652937024 | 6588 | 0.97 | CYLINDRICAL RING | 700\153 | RING | 700 | 1.3.6.1.4.1.14519.5.2.1.1706.8040.102744760372848274586386494692 | 1.3.6.1.4.1.14519.5.2.1.1706.8040.180726460353589823931789585330 | TCIA | 10.7937/K9/TCIA.2017.umz8dv6s
HNSCC-01-0110 | ORIGINAL | CT | 179 | 2000-04-30 | PET/CT HEAD & NECK CA | CT Atten Cor Head IN | 2 | GE MEDICAL SYSTEMS | Discovery STE | pet_vct_hp.80 | CT Image Storage | 120 | HELICAL MODE | 500 | 500 | 949.075 | 0 | CW | 566 | 27.5 | [8 empty] | 1.3.6.1.4.1.14519.5.2.1.1706.8040.102744760372848274586386494692 | 1.3.6.1.4.1.14519.5.2.1.1706.8040.837126603411702482915484020196 | TCIA | 10.7937/K9/TCIA.2017.umz8dv6s
HNSCC-01-0110 | ORIGINAL | PT | 91 | 2000-04-30 | PET/CT HEAD & NECK CA | PET_NAC_HEAD | 11 | GE MEDICAL SYSTEMS | Discovery STE | 41.04 | Positron Emission Tomography Image Storage | [9 empty] | FDG -- fluorodeoxyglucose | 652937024 | 6588 | 0.97 | CYLINDRICAL RING | 700\153 | RING | 700 | 1.3.6.1.4.1.14519.5.2.1.1706.8040.102744760372848274586386494692 | 1.3.6.1.4.1.14519.5.2.1.1706.8040.845064462787882494873671151382 | TCIA | 10.7937/K9/TCIA.2017.umz8dv6s
HNSCC-01-0110 | ORIGINAL | PT | 179 | 2000-04-30 | PET/CT HEAD & NECK CA | PET_NAC | 5 | GE MEDICAL SYSTEMS | Discovery STE | 41.04 | Positron Emission Tomography Image Storage | [9 empty] | FDG -- fluorodeoxyglucose | 652937024 | 6588 | 0.97 | CYLINDRICAL RING | 700\153 | RING | 700 | 1.3.6.1.4.1.14519.5.2.1.1706.8040.102744760372848274586386494692 | 1.3.6.1.4.1.14519.5.2.1.1706.8040.947175526126444125749995026714 | TCIA | 10.7937/K9/TCIA.2017.umz8dv6s
HNSCC-01-0111 | ORIGINAL | CT | 207 | 1999-12-08 | PET/CT HEAD&NECK CA IN | CT Atten Cor Head IN | 2 | GE MEDICAL SYSTEMS | Discovery STE | pet_vct_hp.80 | CT Image Storage | 120 | HELICAL MODE | 500 | 500 | 949.075 | 0 | CW | 566 | 27.5 | [8 empty] | 1.3.6.1.4.1.14519.5.2.1.1706.8040.694771119685501037360259246076 | 1.3.6.1.4.1.14519.5.2.1.1706.8040.128012633537860872490573188245 | TCIA | 10.7937/K9/TCIA.2017.umz8dv6s
HNSCC-01-0111 | ORIGINAL | PT | 223 | 1999-12-08 | PET/CT HEAD&NECK CA IN | PET_AC | 4 | GE MEDICAL SYSTEMS | Discovery STE | 41.04 | Positron Emission Tomography Image Storage | [9 empty] | FDG -- fluorodeoxyglucose | 622803136 | 6588 | 0.97 | CYLINDRICAL RING | 700\153 | RING | 700 | 1.3.6.1.4.1.14519.5.2.1.1706.8040.694771119685501037360259246076 | 1.3.6.1.4.1.14519.5.2.1.1706.8040.210589654503717821519880130449 | TCIA | 10.7937/K9/TCIA.2017.umz8dv6s
HNSCC-01-0111 | ORIGINAL | PT | 91 | 1999-12-08 | PET/CT HEAD&NECK CA IN | PET_NAC_HEAD | 11 | GE MEDICAL SYSTEMS | Discovery STE | 41.04 | Positron Emission Tomography Image Storage | [9 empty] | FDG -- fluorodeoxyglucose | 622803136 | 6588 | 0.97 | CYLINDRICAL RING | 700\153 | RING | 700 | 1.3.6.1.4.1.14519.5.2.1.1706.8040.694771119685501037360259246076 | 1.3.6.1.4.1.14519.5.2.1.1706.8040.214244519315036254356351731504 | TCIA | 10.7937/K9/TCIA.2017.umz8dv6s
HNSCC-01-0111 | ORIGINAL | PT | 223 | 1999-12-08 | PET/CT HEAD&NECK CA IN | PET_NAC | 5 | GE MEDICAL SYSTEMS | Discovery STE | 41.04 | Positron Emission Tomography Image Storage | [9 empty] | FDG -- fluorodeoxyglucose | 622803136 | 6588 | 0.97 | CYLINDRICAL RING | 700\153 | RING | 700 | 1.3.6.1.4.1.14519.5.2.1.1706.8040.694771119685501037360259246076 | 1.3.6.1.4.1.14519.5.2.1.1706.8040.239428751800100621434058388686 | TCIA | 10.7937/K9/TCIA.2017.umz8dv6s
HNSCC-01-0111 | ORIGINAL | PT | 91 | 1999-12-08 | PET/CT HEAD&NECK CA IN | PET_AC_HEAD | 10 | GE MEDICAL SYSTEMS | Discovery STE | 41.04 | Positron Emission Tomography Image Storage | [9 empty] | FDG -- fluorodeoxyglucose | 622803136 | 6588 | 0.97 | CYLINDRICAL RING | 700\153 | RING | 700 | 1.3.6.1.4.1.14519.5.2.1.1706.8040.694771119685501037360259246076 | 1.3.6.1.4.1.14519.5.2.1.1706.8040.253804667325523621344169284077 | TCIA | 10.7937/K9/TCIA.2017.umz8dv6s
HNSCC-01-0111 | NULL | RTPLAN | 1 | 1999-12-11 | RT SIMULATION | NULL | 1 | ADAC | Pinnacle3 | 9.8 | RT Plan Storage | [17 empty] | 1.3.6.1.4.1.14519.5.2.1.1706.8040.667286261309485306522069891734 | 1.3.6.1.4.1.14519.5.2.1.1706.8040.121527126952733261341227166196 | TCIA | 10.7937/K9/TCIA.2017.umz8dv6s
HNSCC-01-0111 | NULL | RTSTRUCT | 1 | 1999-12-11 | RT SIMULATION | NULL | 1 | ADAC | Pinnacle3 | 9.8 | RT Structure Set Storage | [17 empty] | 1.3.6.1.4.1.14519.5.2.1.1706.8040.667286261309485306522069891734 | 1.3.6.1.4.1.14519.5.2.1.1706.8040.231679319957370442798671216559 | TCIA | 10.7937/K9/TCIA.2017.umz8dv6s
HNSCC-01-0111 | NULL | RTDOSE | 1 | 1999-12-11 | RT SIMULATION | NULL | 1 | ADAC | Pinnacle3 | 9.8 | RT Dose Storage | [17 empty] | 1.3.6.1.4.1.14519.5.2.1.1706.8040.667286261309485306522069891734 | 1.3.6.1.4.1.14519.5.2.1.1706.8040.300585736172274857223976441644 | TCIA | 10.7937/K9/TCIA.2017.umz8dv6s
HNSCC-01-0111 | ORIGINAL | CT | 150 | 1999-12-11 | RT SIMULATION | NULL | NULL | Philips Medical Systems | PQ5000 | 4.9.1/5.0.2 | CT Image Storage | 130 |  | 480 | 480 |  | 0 | CC | [10 empty] | 1.3.6.1.4.1.14519.5.2.1.1706.8040.667286261309485306522069891734 | 1.3.6.1.4.1.14519.5.2.1.1706.8040.275623644241970507429563789758 | TCIA | 10.7937/K9/TCIA.2017.umz8dv6s
HNSCC-01-0111 | ORIGINAL | PT | 91 | 2000-03-17 | PET/CT HEAD & NECK CA | PET_AC_HEAD | 10 | GE MEDICAL SYSTEMS | Discovery RX | 41.04 | Positron Emission Tomography Image Storage | [9 empty] | FDG -- fluorodeoxyglucose | 477777984 | 6588 | 0.97 | CYLINDRICAL RING | 700\153 | RING | 700 | 1.3.6.1.4.1.14519.5.2.1.1706.8040.210843746092684710087150208532 | 1.3.6.1.4.1.14519.5.2.1.1706.8040.111390202740590035636987434839 | TCIA | 10.7937/K9/TCIA.2017.umz8dv6s
HNSCC-01-0111 | ORIGINAL | CT | 223 | 2000-03-17 | PET/CT HEAD & NECK CA | CT Atten Cor Head IN | 2 | GE MEDICAL SYSTEMS | Discovery RX | pet_vct_hp.80 | CT Image Storage | 120 | HELICAL MODE | 500 | 500 | 949.075 | 0 | CW | 566 | 27.5 | [8 empty] | 1.3.6.1.4.1.14519.5.2.1.1706.8040.210843746092684710087150208532 | 1.3.6.1.4.1.14519.5.2.1.1706.8040.163130337536989552371511981121 | TCIA | 10.7937/K9/TCIA.2017.umz8dv6s
HNSCC-01-0111 | ORIGINAL | PT | 91 | 2000-03-17 | PET/CT HEAD & NECK CA | PET_NAC_HEAD | 11 | GE MEDICAL SYSTEMS | Discovery RX | 41.04 | Positron Emission Tomography Image Storage | [9 empty] | FDG -- fluorodeoxyglucose | 477777984 | 6588 | 0.97 | CYLINDRICAL RING | 700\153 | RING | 700 | 1.3.6.1.4.1.14519.5.2.1.1706.8040.210843746092684710087150208532 | 1.3.6.1.4.1.14519.5.2.1.1706.8040.204215964164366952392704711707 | TCIA | 10.7937/K9/TCIA.2017.umz8dv6s
HNSCC-01-0111 | ORIGINAL | PT | 223 | 2000-03-17 | PET/CT HEAD & NECK CA | PET_NAC | 5 | GE MEDICAL SYSTEMS | Discovery RX | 41.04 | Positron Emission Tomography Image Storage | [9 empty] | FDG -- fluorodeoxyglucose | 477777984 | 6588 | 0.97 | CYLINDRICAL RING | 700\153 | RING | 700 | 1.3.6.1.4.1.14519.5.2.1.1706.8040.210843746092684710087150208532 | 1.3.6.1.4.1.14519.5.2.1.1706.8040.235108893113510255268045326140 | TCIA | 10.7937/K9/TCIA.2017.umz8dv6s
HNSCC-01-0111 | ORIGINAL | PT | 223 | 2000-03-17 | PET/CT HEAD & NECK CA | PET_AC | 4 | GE MEDICAL SYSTEMS | Discovery RX | 41.04 | Positron Emission Tomography Image Storage | [9 empty] | FDG -- fluorodeoxyglucose | 477777984 | 6588 | 0.97 | CYLINDRICAL RING | 700\153 | RING | 700 | 1.3.6.1.4.1.14519.5.2.1.1706.8040.210843746092684710087150208532 | 1.3.6.1.4.1.14519.5.2.1.1706.8040.311172650351496030819906305441 | TCIA | 10.7937/K9/TCIA.2017.umz8dv6s
HNSCC-01-0112 | ORIGINAL | CT | 223 | 1999-11-10 | PET/CT HEAD&NECK CA IN | CT Atten Cor Head IN | 2 | GE MEDICAL SYSTEMS | Discovery STE | pet_vct_hp.80 | CT Image Storage | 120 | HELICAL MODE | 500 | 500 | 949.075 | 0 | CW | 566 | 27.5 | [8 empty] | 1.3.6.1.4.1.14519.5.2.1.1706.8040.227746122708004781084425610214 | 1.3.6.1.4.1.14519.5.2.1.1706.8040.190877540762356956041197842043 | TCIA | 10.7937/K9/TCIA.2017.umz8dv6s
HNSCC-01-0112 | ORIGINAL | PT | 91 | 1999-11-10 | PET/CT HEAD&NECK CA IN | PET_AC_HEAD | 10 | GE MEDICAL SYSTEMS | Discovery STE | 41.04 | Positron Emission Tomography Image Storage | [9 empty] | FDG -- fluorodeoxyglucose | 707121408 | 6588 | 0.97 | CYLINDRICAL RING | 700\153 | RING | 700 | 1.3.6.1.4.1.14519.5.2.1.1706.8040.227746122708004781084425610214 | 1.3.6.1.4.1.14519.5.2.1.1706.8040.273321845840871797415238976361 | TCIA | 10.7937/K9/TCIA.2017.umz8dv6s
HNSCC-01-0112 | NULL | RTSTRUCT | 1 | 1999-12-20 | RT SIMULATION | NULL | 1 | ADAC | Pinnacle3 | 9.8 | RT Structure Set Storage | [17 empty] | 1.3.6.1.4.1.14519.5.2.1.1706.8040.267687533870629394984861171360 | 1.3.6.1.4.1.14519.5.2.1.1706.8040.153133718819638460468993508390 | TCIA | 10.7937/K9/TCIA.2017.umz8dv6s
HNSCC-01-0112 | NULL | RTPLAN | 1 | 1999-12-20 | RT SIMULATION | NULL | 1 | ADAC | Pinnacle3 | 9.8 | RT Plan Storage | [17 empty] | 1.3.6.1.4.1.14519.5.2.1.1706.8040.267687533870629394984861171360 | 1.3.6.1.4.1.14519.5.2.1.1706.8040.161700526042809374370605432782 | TCIA | 10.7937/K9/TCIA.2017.umz8dv6s
HNSCC-01-0112 | NULL | RTDOSE | 1 | 1999-12-20 | RT SIMULATION | NULL | 1 | ADAC | Pinnacle3 | 9.8 | RT Dose Storage | [17 empty] | 1.3.6.1.4.1.14519.5.2.1.1706.8040.267687533870629394984861171360 | 1.3.6.1.4.1.14519.5.2.1.1706.8040.566878764606879472472518132067 | TCIA | 10.7937/K9/TCIA.2017.umz8dv6s
HNSCC-01-0112 | ORIGINAL | CT | 146 | 1999-12-20 | RT SIMULATION | NULL | 6 | Philips | Mx8000 IDT 16 | 4.2.1 | CT Image Storage | 120 | HELIX | 500 | 500 |  | 0 | CW | [10 empty] | 1.3.6.1.4.1.14519.5.2.1.1706.8040.267687533870629394984861171360 | 1.3.6.1.4.1.14519.5.2.1.1706.8040.309417691000126605263869003384 | TCIA | 10.7937/K9/TCIA.2017.umz8dv6s
HNSCC-01-0112 | ORIGINAL | CT | 223 | 2000-05-01 | PET/CT HEAD & NECK CA | CT Atten Cor Head IN | 2 | GE MEDICAL SYSTEMS | Discovery RX | pet_vct_hp.80 | CT Image Storage | 120 | HELICAL MODE | 500 | 500 | 949.075 | 0 | CW | 566 | 27.5 | [8 empty] | 1.3.6.1.4.1.14519.5.2.1.1706.8040.490983511643438644015416738804 | 1.3.6.1.4.1.14519.5.2.1.1706.8040.236638464783560174328738278221 | TCIA | 10.7937/K9/TCIA.2017.umz8dv6s
HNSCC-01-0112 | ORIGINAL | PT | 91 | 2000-05-01 | PET/CT HEAD & NECK CA | PET_AC_HEAD | 10 | GE MEDICAL SYSTEMS | Discovery RX | 41.04 | Positron Emission Tomography Image Storage | [9 empty] | FDG -- fluorodeoxyglucose | 629361664 | 6588 | 0.97 | CYLINDRICAL RING | 700\153 | RING | 700 | 1.3.6.1.4.1.14519.5.2.1.1706.8040.490983511643438644015416738804 | 1.3.6.1.4.1.14519.5.2.1.1706.8040.238413935048014077315120112689 | TCIA | 10.7937/K9/TCIA.2017.umz8dv6s
HNSCC-01-0113 | NULL | RTDOSE | 1 | 1999-11-17 | RT SIMULATION | NULL | 1 | ADAC | Pinnacle3 | 9.8 | RT Dose Storage | [17 empty] | 1.3.6.1.4.1.14519.5.2.1.1706.8040.256261916704417928175843495795 | 1.3.6.1.4.1.14519.5.2.1.1706.8040.121660250238558168293418513001 | TCIA | 10.7937/K9/TCIA.2017.umz8dv6s
HNSCC-01-0113 | NULL | RTPLAN | 1 | 1999-11-17 | RT SIMULATION | NULL | 1 | ADAC | Pinnacle3 | 9.8 | RT Plan Storage | [17 empty] | 1.3.6.1.4.1.14519.5.2.1.1706.8040.256261916704417928175843495795 | 1.3.6.1.4.1.14519.5.2.1.1706.8040.333751154491772592899342074485 | TCIA | 10.7937/K9/TCIA.2017.umz8dv6s
HNSCC-01-0113 | NULL | RTSTRUCT | 1 | 1999-11-17 | RT SIMULATION | NULL | 1 | ADAC | Pinnacle3 | 9.8 | RT Structure Set Storage | [17 empty] | 1.3.6.1.4.1.14519.5.2.1.1706.8040.256261916704417928175843495795 | 1.3.6.1.4.1.14519.5.2.1.1706.8040.971729149998520840806069070099 | TCIA | 10.7937/K9/TCIA.2017.umz8dv6s
HNSCC-01-0113 | ORIGINAL | CT | 142 | 1999-11-17 | RT SIMULATION | NULL | 5 | Philips | Mx8000 IDT 16 | 4.0.0 | CT Image Storage | 120 | HELIX | 500 | 500 |  | 0 | CW | [10 empty] | 1.3.6.1.4.1.14519.5.2.1.1706.8040.256261916704417928175843495795 | 1.3.6.1.4.1.14519.5.2.1.1706.8040.188023645103544584718105046505 | TCIA | 10.7937/K9/TCIA.2017.umz8dv6s
HNSCC-01-0113 | ORIGINAL | PT | 91 | 1999-11-29 | PET/CT HEAD & NECK CA | PET_NAC_HEAD | 6 | GE MEDICAL SYSTEMS | Discovery STE | 41.04 | Positron Emission Tomography Image Storage | [9 empty] | FDG -- fluorodeoxyglucose | 582239488 | 6588 | 0.97 | CYLINDRICAL RING | 700\153 | RING | 700 | 1.3.6.1.4.1.14519.5.2.1.1706.8040.702065672937515886192149763582 | 1.3.6.1.4.1.14519.5.2.1.1706.8040.173336837290096386425706209281 | TCIA | 10.7937/K9/TCIA.2017.umz8dv6s
HNSCC-01-0113 | ORIGINAL | PT | 223 | 1999-11-29 | PET/CT HEAD & NECK CA | PET_NAC | 11 | GE MEDICAL SYSTEMS | Discovery STE | 41.04 | Positron Emission Tomography Image Storage | [9 empty] | FDG -- fluorodeoxyglucose | 582239488 | 6588 | 0.97 | CYLINDRICAL RING | 700\153 | RING | 700 | 1.3.6.1.4.1.14519.5.2.1.1706.8040.702065672937515886192149763582 | 1.3.6.1.4.1.14519.5.2.1.1706.8040.250215656004775613436866650964 | TCIA | 10.7937/K9/TCIA.2017.umz8dv6s
HNSCC-01-0113 | ORIGINAL | PT | 223 | 1999-11-29 | PET/CT HEAD & NECK CA | PET_AC | 10 | GE MEDICAL SYSTEMS | Discovery STE | 41.04 | Positron Emission Tomography Image Storage | [9 empty] | FDG -- fluorodeoxyglucose | 582239488 | 6588 | 0.97 | CYLINDRICAL RING | 700\153 | RING | 700 | 1.3.6.1.4.1.14519.5.2.1.1706.8040.702065672937515886192149763582 | 1.3.6.1.4.1.14519.5.2.1.1706.8040.274685666038873483544975903207 | TCIA | 10.7937/K9/TCIA.2017.umz8dv6s
HNSCC-01-0113 | ORIGINAL | CT | 223 | 1999-11-29 | PET/CT HEAD & NECK CA | CT Atten Cor Head IN | 8 | GE MEDICAL SYSTEMS | Discovery STE | pet_vct_hp.80 | CT Image Storage | 120 | HELICAL MODE | 500 | 500 | 949.075 | 0 | CW | 566 | 27.5 | [8 empty] | 1.3.6.1.4.1.14519.5.2.1.1706.8040.702065672937515886192149763582 | 1.3.6.1.4.1.14519.5.2.1.1706.8040.312037240737707302252682633773 | TCIA | 10.7937/K9/TCIA.2017.umz8dv6s
HNSCC-01-0113 | ORIGINAL | PT | 91 | 1999-11-29 | PET/CT HEAD & NECK CA | PET_AC_HEAD | 5 | GE MEDICAL SYSTEMS | Discovery STE | 41.04 | Positron Emission Tomography Image Storage | [9 empty] | FDG -- fluorodeoxyglucose | 582239488 | 6588 | 0.97 | CYLINDRICAL RING | 700\153 | RING | 700 | 1.3.6.1.4.1.14519.5.2.1.1706.8040.702065672937515886192149763582 | 1.3.6.1.4.1.14519.5.2.1.1706.8040.333292326392587266567459789209 | TCIA | 10.7937/K9/TCIA.2017.umz8dv6s
HNSCC-01-0113 | ORIGINAL | PT | 91 | 2000-03-04 | PET/CT HEAD & NECK CA | PET AC H&N | 1 | GE MEDICAL SYSTEMS | Discovery ST | 26.14 | Positron Emission Tomography Image Storage | [9 empty] | FDG -- fluorodeoxyglucose | 713537280 | 6588 | 0.97 | CYLINDRICAL RING | 700\157 | RING | 700 | 1.3.6.1.4.1.14519.5.2.1.1706.8040.289246518590089873928395080498 | 1.3.6.1.4.1.14519.5.2.1.1706.8040.162415790322377618279056747510 | TCIA | 10.7937/K9/TCIA.2017.umz8dv6s
HNSCC-01-0113 | ORIGINAL | PT | 223 | 2000-03-04 | PET/CT HEAD & NECK CA | No AC Recon | 2 | GE MEDICAL SYSTEMS | Discovery ST | 26.14 | Positron Emission Tomography Image Storage | [9 empty] | FDG -- fluorodeoxyglucose | 713537280 | 6588 | 0.97 | CYLINDRICAL RING | 700\157 | RING | 700 | 1.3.6.1.4.1.14519.5.2.1.1706.8040.289246518590089873928395080498 | 1.3.6.1.4.1.14519.5.2.1.1706.8040.188950142735429291094335461653 | TCIA | 10.7937/K9/TCIA.2017.umz8dv6s
HNSCC-01-0113 | ORIGINAL | CT | 223 | 2000-03-04 | PET/CT HEAD & NECK CA | CT Atten Cor Head In | 2 | GE MEDICAL SYSTEMS | Discovery ST | LightSpeedAppsdstm5_goc1_11D_R2.9N.IRIX646.5 | CT Image Storage | 120 | HELICAL MODE | 500 | 500 | 949.075 | 0 | CW | 675 | [9 empty] | 1.3.6.1.4.1.14519.5.2.1.1706.8040.289246518590089873928395080498 | 1.3.6.1.4.1.14519.5.2.1.1706.8040.194305984157477989000944683872 | TCIA | 10.7937/K9/TCIA.2017.umz8dv6s
HNSCC-01-0113 | ORIGINAL | PT | 223 | 2000-03-04 | PET/CT HEAD & NECK CA | PET AC | 1 | GE MEDICAL SYSTEMS | Discovery ST | 26.14 | Positron Emission Tomography Image Storage | [9 empty] | FDG -- fluorodeoxyglucose | 713537280 | 6588 | 0.97 | CYLINDRICAL RING | 700\157 | RING | 700 | 1.3.6.1.4.1.14519.5.2.1.1706.8040.289246518590089873928395080498 | 1.3.6.1.4.1.14519.5.2.1.1706.8040.311557692031737720114269983132 | TCIA | 10.7937/K9/TCIA.2017.umz8dv6s
HNSCC-01-0113 | ORIGINAL | PT | 91 | 2000-03-04 | PET/CT HEAD & NECK CA | No AC Recon H&N | 2 | GE MEDICAL SYSTEMS | Discovery ST | 26.14 | Positron Emission Tomography Image Storage | [9 empty] | FDG -- fluorodeoxyglucose | 713537280 | 6588 | 0.97 | CYLINDRICAL RING | 700\157 | RING | 700 | 1.3.6.1.4.1.14519.5.2.1.1706.8040.289246518590089873928395080498 | 1.3.6.1.4.1.14519.5.2.1.1706.8040.581525323382877263532278570178 | TCIA | 10.7937/K9/TCIA.2017.umz8dv6s
HNSCC-01-0114 | ORIGINAL | PT | 135 | 1999-11-22 | PET CT WHOLE BODY | PET_NAC_HEAD | 15 | GE MEDICAL SYSTEMS | Discovery RX | 41.04 | Positron Emission Tomography Image Storage | [9 empty] | FDG -- fluorodeoxyglucose | 652084736 | 6588 | 0.97 | CYLINDRICAL RING | 700\153 | RING | 700 | 1.3.6.1.4.1.14519.5.2.1.1706.8040.328597575647634955347379438397 | 1.3.6.1.4.1.14519.5.2.1.1706.8040.170345196905081921156628551625 | TCIA | 10.7937/K9/TCIA.2017.umz8dv6s
HNSCC-01-0114 | ORIGINAL | PT | 266 | 1999-11-22 | PET CT WHOLE BODY | PET_AC | 8 | GE MEDICAL SYSTEMS | Discovery RX | 41.04 | Positron Emission Tomography Image Storage | [9 empty] | FDG -- fluorodeoxyglucose | 652084736 | 6588 | 0.97 | CYLINDRICAL RING | 700\153 | RING | 700 | 1.3.6.1.4.1.14519.5.2.1.1706.8040.328597575647634955347379438397 | 1.3.6.1.4.1.14519.5.2.1.1706.8040.202930871966167635512999641085 | TCIA | 10.7937/K9/TCIA.2017.umz8dv6s
HNSCC-01-0114 | ORIGINAL | PT | 267 | 1999-11-22 | PET CT WHOLE BODY | PET_NAC | 9 | GE MEDICAL SYSTEMS | Discovery RX | 41.04 | Positron Emission Tomography Image Storage | [9 empty] | FDG -- fluorodeoxyglucose | 652084736 | 6588 | 0.97 | CYLINDRICAL RING | 700\153 | RING | 700 | 1.3.6.1.4.1.14519.5.2.1.1706.8040.328597575647634955347379438397 | 1.3.6.1.4.1.14519.5.2.1.1706.8040.207636219370619836141081276622 | TCIA | 10.7937/K9/TCIA.2017.umz8dv6s
HNSCC-01-0114 | ORIGINAL | PT | 311 | 1999-11-22 | PET CT WHOLE BODY | PET AC LEGS | 3 | GE MEDICAL SYSTEMS | Discovery RX | 41.04 | Positron Emission Tomography Image Storage | [9 empty] | FDG -- fluorodeoxyglucose | 652084736 | 6588 | 0.97 | CYLINDRICAL RING | 700\153 | RING | 700 | 1.3.6.1.4.1.14519.5.2.1.1706.8040.328597575647634955347379438397 | 1.3.6.1.4.1.14519.5.2.1.1706.8040.238761163340272876611856271793 | TCIA | 10.7937/K9/TCIA.2017.umz8dv6s
HNSCC-01-0114 | ORIGINAL | PT | 311 | 1999-11-22 | PET CT WHOLE BODY | PET NO AC LEGS | 4 | GE MEDICAL SYSTEMS | Discovery RX | 41.04 | Positron Emission Tomography Image Storage | [9 empty] | FDG -- fluorodeoxyglucose | 652084736 | 6588 | 0.97 | CYLINDRICAL RING | 700\153 | RING | 500 | 1.3.6.1.4.1.14519.5.2.1.1706.8040.328597575647634955347379438397 | 1.3.6.1.4.1.14519.5.2.1.1706.8040.266922113416599221808028775719 | TCIA | 10.7937/K9/TCIA.2017.umz8dv6s
HNSCC-01-0114 | ORIGINAL | CT | 267 | 1999-11-22 | PET CT WHOLE BODY | CT Atten Cor Head IN | 6 | GE MEDICAL SYSTEMS | Discovery RX | pet_vct_hp.80 | CT Image Storage | 120 | HELICAL MODE | 500 | 500 | 949.075 | 0 | CW | 566 | 27.5 | [8 empty] | 1.3.6.1.4.1.14519.5.2.1.1706.8040.328597575647634955347379438397 | 1.3.6.1.4.1.14519.5.2.1.1706.8040.298072067849984384664029993213 | TCIA | 10.7937/K9/TCIA.2017.umz8dv6s
HNSCC-01-0114 | ORIGINAL | PT | 135 | 1999-11-22 | PET CT WHOLE BODY | PET_AC_HEAD | 14 | GE MEDICAL SYSTEMS | Discovery RX | 41.04 | Positron Emission Tomography Image Storage | [9 empty] | FDG -- fluorodeoxyglucose | 652084736 | 6588 | 0.97 | CYLINDRICAL RING | 700\153 | RING | 700 | 1.3.6.1.4.1.14519.5.2.1.1706.8040.328597575647634955347379438397 | 1.3.6.1.4.1.14519.5.2.1.1706.8040.814848316545127688124406954097 | TCIA | 10.7937/K9/TCIA.2017.umz8dv6s
HNSCC-01-0114 | ORIGINAL | PT | 267 | 2000-08-06 | PET/CT HEAD & NECK CA | PET_NAC | 5 | GE MEDICAL SYSTEMS | Discovery STE | 41.04 | Positron Emission Tomography Image Storage | [9 empty] | FDG -- fluorodeoxyglucose | 534080064 | 6588 | 0.97 | CYLINDRICAL RING | 700\153 | RING | 700 | 1.3.6.1.4.1.14519.5.2.1.1706.8040.338264052954967945823356827244 | 1.3.6.1.4.1.14519.5.2.1.1706.8040.151312046225400310455011062942 | TCIA | 10.7937/K9/TCIA.2017.umz8dv6s
HNSCC-01-0114 | ORIGINAL | PT | 91 | 2000-08-06 | PET/CT HEAD & NECK CA | PET_AC_HEAD | 10 | GE MEDICAL SYSTEMS | Discovery STE | 41.04 | Positron Emission Tomography Image Storage | [9 empty] | FDG -- fluorodeoxyglucose | 534080064 | 6588 | 0.97 | CYLINDRICAL RING | 700\153 | RING | 700 | 1.3.6.1.4.1.14519.5.2.1.1706.8040.338264052954967945823356827244 | 1.3.6.1.4.1.14519.5.2.1.1706.8040.201464022650925795357015913445 | TCIA | 10.7937/K9/TCIA.2017.umz8dv6s
HNSCC-01-0114 | ORIGINAL | PT | 91 | 2000-08-06 | PET/CT HEAD & NECK CA | PET_NAC_HEAD | 11 | GE MEDICAL SYSTEMS | Discovery STE | 41.04 | Positron Emission Tomography Image Storage | [9 empty] | FDG -- fluorodeoxyglucose | 534080064 | 6588 | 0.97 | CYLINDRICAL RING | 700\153 | RING | 700 | 1.3.6.1.4.1.14519.5.2.1.1706.8040.338264052954967945823356827244 | 1.3.6.1.4.1.14519.5.2.1.1706.8040.239930733363060392946240459682 | TCIA | 10.7937/K9/TCIA.2017.umz8dv6s
HNSCC-01-0114 | ORIGINAL | CT | 267 | 2000-08-06 | PET/CT HEAD & NECK CA | CT Atten Cor Head IN | 2 | GE MEDICAL SYSTEMS | Discovery STE | pet_vct_hp.80 | CT Image Storage | 120 | HELICAL MODE | 500 | 500 | 949.075 | 0 | CW | 566 | 27.5 | [8 empty] | 1.3.6.1.4.1.14519.5.2.1.1706.8040.338264052954967945823356827244 | 1.3.6.1.4.1.14519.5.2.1.1706.8040.266074721663748795814982340877 | TCIA | 10.7937/K9/TCIA.2017.umz8dv6s
HNSCC-01-0114 | ORIGINAL | PT | 267 | 2000-08-06 | PET/CT HEAD & NECK CA | PET_AC | 4 | GE MEDICAL SYSTEMS | Discovery STE | 41.04 | Positron Emission Tomography Image Storage | [9 empty] | FDG -- fluorodeoxyglucose | 534080064 | 6588 | 0.97 | CYLINDRICAL RING | 700\153 | RING | 700 | 1.3.6.1.4.1.14519.5.2.1.1706.8040.338264052954967945823356827244 | 1.3.6.1.4.1.14519.5.2.1.1706.8040.425221445031846533005679291127 | TCIA | 10.7937/K9/TCIA.2017.umz8dv6s
HNSCC-01-0115 | NULL | RTPLAN | 1 | 1999-12-04 | RT SIMULATION | NULL | 1 | ADAC | Pinnacle3 | 9.8 | RT Plan Storage | [17 empty] | 1.3.6.1.4.1.14519.5.2.1.1706.8040.286812988350934785443805278430 | 1.3.6.1.4.1.14519.5.2.1.1706.8040.106388429533574858981518413605 | TCIA | 10.7937/K9/TCIA.2017.umz8dv6s
HNSCC-01-0115 | NULL | RTDOSE | 1 | 1999-12-04 | RT SIMULATION | NULL | 1 | ADAC | Pinnacle3 | 9.8 | RT Dose Storage | [17 empty] | 1.3.6.1.4.1.14519.5.2.1.1706.8040.286812988350934785443805278430 | 1.3.6.1.4.1.14519.5.2.1.1706.8040.179910785795352991347481390505 | TCIA | 10.7937/K9/TCIA.2017.umz8dv6s
HNSCC-01-0115 | NULL | RTSTRUCT | 1 | 1999-12-04 | RT SIMULATION | NULL | 1 | ADAC | Pinnacle3 | 9.8 | RT Structure Set Storage | [17 empty] | 1.3.6.1.4.1.14519.5.2.1.1706.8040.286812988350934785443805278430 | 1.3.6.1.4.1.14519.5.2.1.1706.8040.201316635385299973754253285205 | TCIA | 10.7937/K9/TCIA.2017.umz8dv6s
HNSCC-01-0115 | ORIGINAL | CT | 160 | 1999-12-04 | RT SIMULATION | NULL | NULL | Philips Medical Systems | PQ5000 | 4.9.1/5.0.2 | CT Image Storage | 130 |  | 480 | 480 |  | 0 | CC | [10 empty] | 1.3.6.1.4.1.14519.5.2.1.1706.8040.286812988350934785443805278430 | 1.3.6.1.4.1.14519.5.2.1.1706.8040.812144608596790539601713920579 | TCIA | 10.7937/K9/TCIA.2017.umz8dv6s
HNSCC-01-0115 | ORIGINAL | PT | 223 | 1999-12-11 | PET/CT HEAD&NECK CA IN | PET AC | 1 | GE MEDICAL SYSTEMS | Discovery ST | 26.14 | Positron Emission Tomography Image Storage | [9 empty] | FDG -- fluorodeoxyglucose | 517543680 | 6588 | 0.97 | CYLINDRICAL RING | 700\157 | RING | 700 | 1.3.6.1.4.1.14519.5.2.1.1706.8040.446182622697385230689689336321 | 1.3.6.1.4.1.14519.5.2.1.1706.8040.125332414628388124413023099138 | TCIA | 10.7937/K9/TCIA.2017.umz8dv6s
HNSCC-01-0115 | ORIGINAL | PT | 223 | 1999-12-11 | PET/CT HEAD&NECK CA IN | No AC Recon | 2 | GE MEDICAL SYSTEMS | Discovery ST | 26.14 | Positron Emission Tomography Image Storage | [9 empty] | FDG -- fluorodeoxyglucose | 517543680 | 6588 | 0.97 | CYLINDRICAL RING | 700\157 | RING | 700 | 1.3.6.1.4.1.14519.5.2.1.1706.8040.446182622697385230689689336321 | 1.3.6.1.4.1.14519.5.2.1.1706.8040.268445934741860871526748000721 | TCIA | 10.7937/K9/TCIA.2017.umz8dv6s
HNSCC-01-0115 | ORIGINAL | PT | 91 | 1999-12-11 | PET/CT HEAD&NECK CA IN | No AC Recon | 2 | GE MEDICAL SYSTEMS | Discovery ST | 26.14 | Positron Emission Tomography Image Storage | [9 empty] | FDG -- fluorodeoxyglucose | 517543680 | 6588 | 0.97 | CYLINDRICAL RING | 700\157 | RING | 700 | 1.3.6.1.4.1.14519.5.2.1.1706.8040.446182622697385230689689336321 | 1.3.6.1.4.1.14519.5.2.1.1706.8040.474346051372596192316148740401 | TCIA | 10.7937/K9/TCIA.2017.umz8dv6s
HNSCC-01-0115 | ORIGINAL | CT | 223 | 1999-12-11 | PET/CT HEAD&NECK CA IN | CT Atten Cor Head In | 2 | GE MEDICAL SYSTEMS | Discovery ST | LightSpeedAppsdstm5_goc1_11D_R2.9N.IRIX646.5 | CT Image Storage | 120 | HELICAL MODE | 500 | 500 | 949.075 | 0 | CW | 675 | [9 empty] | 1.3.6.1.4.1.14519.5.2.1.1706.8040.446182622697385230689689336321 | 1.3.6.1.4.1.14519.5.2.1.1706.8040.681917525292017145980406387958 | TCIA | 10.7937/K9/TCIA.2017.umz8dv6s
HNSCC-01-0115 | ORIGINAL | PT | 91 | 1999-12-11 | PET/CT HEAD&NECK CA IN | PET AC | 1 | GE MEDICAL SYSTEMS | Discovery ST | 26.14 | Positron Emission Tomography Image Storage | [9 empty] | FDG -- fluorodeoxyglucose | 517543680 | 6588 | 0.97 | CYLINDRICAL RING | 700\157 | RING | 700 | 1.3.6.1.4.1.14519.5.2.1.1706.8040.446182622697385230689689336321 | 1.3.6.1.4.1.14519.5.2.1.1706.8040.772966105590897350054307745142 | TCIA | 10.7937/K9/TCIA.2017.umz8dv6s
HNSCC-01-0115 | ORIGINAL | PT | 91 | 2000-07-24 | PET/CT HEAD & NECK CA | PET_AC_HEAD | 10 | GE MEDICAL SYSTEMS | Discovery RX | 41.04 | Positron Emission Tomography Image Storage | [9 empty] | FDG -- fluorodeoxyglucose | 631036288 | 6588 | 0.97 | CYLINDRICAL RING | 700\153 | RING | 700 | 1.3.6.1.4.1.14519.5.2.1.1706.8040.114257653845181659718553000761 | 1.3.6.1.4.1.14519.5.2.1.1706.8040.219905452729255945486051769062 | TCIA | 10.7937/K9/TCIA.2017.umz8dv6s
HNSCC-01-0115 | ORIGINAL | CT | 223 | 2000-07-24 | PET/CT HEAD & NECK CA | CT Atten Cor Head IN | 2 | GE MEDICAL SYSTEMS | Discovery RX | pet_vct_hp.80 | CT Image Storage | 120 | HELICAL MODE | 500 | 500 | 949.075 | 0 | CW | 566 | 27.5 | [8 empty] | 1.3.6.1.4.1.14519.5.2.1.1706.8040.114257653845181659718553000761 | 1.3.6.1.4.1.14519.5.2.1.1706.8040.282190794196171955986407443237 | TCIA | 10.7937/K9/TCIA.2017.umz8dv6s
HNSCC-01-0116 | ORIGINAL | PT | 223 | 1999-12-07 | PET/CT HEAD&NECK CA IN | PET_NAC | 5 | GE MEDICAL SYSTEMS | Discovery RX | 41.04 | Positron Emission Tomography Image Storage | [9 empty] | FDG -- fluorodeoxyglucose | 640292608 | 6588 | 0.97 | CYLINDRICAL RING | 700\153 | RING | 700 | 1.3.6.1.4.1.14519.5.2.1.1706.8040.938492330564634672523420122458 | 1.3.6.1.4.1.14519.5.2.1.1706.8040.118498045433736372289231778083 | TCIA | 10.7937/K9/TCIA.2017.umz8dv6s
HNSCC-01-0116 | ORIGINAL | CT | 223 | 1999-12-07 | PET/CT HEAD&NECK CA IN | CT Atten Cor Head IN | 2 | GE MEDICAL SYSTEMS | Discovery RX | pet_vct_hp.80 | CT Image Storage | 120 | HELICAL MODE | 500 | 500 | 949.075 | 0 | CW | 566 | 27.5 | [8 empty] | 1.3.6.1.4.1.14519.5.2.1.1706.8040.938492330564634672523420122458 | 1.3.6.1.4.1.14519.5.2.1.1706.8040.146479101258440481943464472585 | TCIA | 10.7937/K9/TCIA.2017.umz8dv6s
HNSCC-01-0116 | ORIGINAL | PT | 91 | 1999-12-07 | PET/CT HEAD&NECK CA IN | PET_AC_HEAD | 10 | GE MEDICAL SYSTEMS | Discovery RX | 41.04 | Positron Emission Tomography Image Storage | [9 empty] | FDG -- fluorodeoxyglucose | 640292608 | 6588 | 0.97 | CYLINDRICAL RING | 700\153 | RING | 700 | 1.3.6.1.4.1.14519.5.2.1.1706.8040.938492330564634672523420122458 | 1.3.6.1.4.1.14519.5.2.1.1706.8040.229968689352632256213586998362 | TCIA | 10.7937/K9/TCIA.2017.umz8dv6s
HNSCC-01-0116 | ORIGINAL | PT | 91 | 1999-12-07 | PET/CT HEAD&NECK CA IN | PET_NAC_HEAD | 11 | GE MEDICAL SYSTEMS | Discovery RX | 41.04 | Positron Emission Tomography Image Storage | [9 empty] | FDG -- fluorodeoxyglucose | 640292608 | 6588 | 0.97 | CYLINDRICAL RING | 700\153 | RING | 700 | 1.3.6.1.4.1.14519.5.2.1.1706.8040.938492330564634672523420122458 | 1.3.6.1.4.1.14519.5.2.1.1706.8040.265627943215956626383189976142 | TCIA | 10.7937/K9/TCIA.2017.umz8dv6s
HNSCC-01-0116 | ORIGINAL | PT | 223 | 1999-12-07 | PET/CT HEAD&NECK CA IN | PET_AC | 4 | GE MEDICAL SYSTEMS | Discovery RX | 41.04 | Positron Emission Tomography Image Storage | [9 empty] | FDG -- fluorodeoxyglucose | 640292608 | 6588 | 0.97 | CYLINDRICAL RING | 700\153 | RING | 700 | 1.3.6.1.4.1.14519.5.2.1.1706.8040.938492330564634672523420122458 | 1.3.6.1.4.1.14519.5.2.1.1706.8040.839089422695579128803276704210 | TCIA | 10.7937/K9/TCIA.2017.umz8dv6s
HNSCC-01-0116 | ORIGINAL | PT | 91 | 2000-04-15 | PET/CT HEAD & NECK CA | PET_NAC_HEAD | 11 | GE MEDICAL SYSTEMS | Discovery STE | 41.04 | Positron Emission Tomography Image Storage | [9 empty] | FDG -- fluorodeoxyglucose | 617542400 | 6588 | 0.97 | CYLINDRICAL RING | 700\153 | RING | 700 | 1.3.6.1.4.1.14519.5.2.1.1706.8040.131362544127962224174838742657 | 1.3.6.1.4.1.14519.5.2.1.1706.8040.128447187433258197309417613914 | TCIA | 10.7937/K9/TCIA.2017.umz8dv6s
HNSCC-01-0116 | ORIGINAL | PT | 223 | 2000-04-15 | PET/CT HEAD & NECK CA | PET_AC | 4 | GE MEDICAL SYSTEMS | Discovery STE | 41.04 | Positron Emission Tomography Image Storage | [9 empty] | FDG -- fluorodeoxyglucose | 617542400 | 6588 | 0.97 | CYLINDRICAL RING | 700\153 | RING | 700 | 1.3.6.1.4.1.14519.5.2.1.1706.8040.131362544127962224174838742657 | 1.3.6.1.4.1.14519.5.2.1.1706.8040.229664759056324024618215784118 | TCIA | 10.7937/K9/TCIA.2017.umz8dv6s
HNSCC-01-0116 | ORIGINAL | PT | 91 | 2000-04-15 | PET/CT HEAD & NECK CA | PET_AC_HEAD | 10 | GE MEDICAL SYSTEMS | Discovery STE | 41.04 | Positron Emission Tomography Image Storage | [9 empty] | FDG -- fluorodeoxyglucose | 617542400 | 6588 | 0.97 | CYLINDRICAL RING | 700\153 | RING | 700 | 1.3.6.1.4.1.14519.5.2.1.1706.8040.131362544127962224174838742657 | 1.3.6.1.4.1.14519.5.2.1.1706.8040.241639775883772952363610633700 | TCIA | 10.7937/K9/TCIA.2017.umz8dv6s
HNSCC-01-0116 | ORIGINAL | PT | 223 | 2000-04-15 | PET/CT HEAD & NECK CA | PET_NAC | 5 | GE MEDICAL SYSTEMS | Discovery STE | 41.04 | Positron Emission Tomography Image Storage | [9 empty] | FDG -- fluorodeoxyglucose | 617542400 | 6588 | 0.97 | CYLINDRICAL RING | 700\153 | RING | 700 | 1.3.6.1.4.1.14519.5.2.1.1706.8040.131362544127962224174838742657 | 1.3.6.1.4.1.14519.5.2.1.1706.8040.378689424382436190290203530434 | TCIA | 10.7937/K9/TCIA.2017.umz8dv6s
HNSCC-01-0116 | ORIGINAL | CT | 223 | 2000-04-15 | PET/CT HEAD & NECK CA | CT Atten Cor Head IN | 2 | GE MEDICAL SYSTEMS | Discovery STE | pet_vct_hp.80 | CT Image Storage | 120 | HELICAL MODE | 500 | 500 | 949.075 | 0 | CW | 566 | 27.5 | [8 empty] | 1.3.6.1.4.1.14519.5.2.1.1706.8040.131362544127962224174838742657 | 1.3.6.1.4.1.14519.5.2.1.1706.8040.424618049331600490040744259771 | TCIA | 10.7937/K9/TCIA.2017.umz8dv6s
HNSCC-01-0117 | ORIGINAL | PT | 223 | 1999-12-15 | PET/CT HEAD&NECK CA IN | No AC Recon | 2 | GE MEDICAL SYSTEMS | Discovery ST | 26.14 | Positron Emission Tomography Image Storage | [9 empty] | FDG -- fluorodeoxyglucose | 502951008 | 6588 | 0.97 | CYLINDRICAL RING | 700\157 | RING | 700 | 1.3.6.1.4.1.14519.5.2.1.1706.8040.125459524985716664266675564620 | 1.3.6.1.4.1.14519.5.2.1.1706.8040.152812774526544492605522086176 | TCIA | 10.7937/K9/TCIA.2017.umz8dv6s
HNSCC-01-0117 | ORIGINAL | PT | 91 | 1999-12-15 | PET/CT HEAD&NECK CA IN | PET AC H&N | 1 | GE MEDICAL SYSTEMS | Discovery ST | 26.14 | Positron Emission Tomography Image Storage | [9 empty] | FDG -- fluorodeoxyglucose | 502951008 | 6588 | 0.97 | CYLINDRICAL RING | 700\157 | RING | 700 | 1.3.6.1.4.1.14519.5.2.1.1706.8040.125459524985716664266675564620 | 1.3.6.1.4.1.14519.5.2.1.1706.8040.275680072158244378100915780591 | TCIA | 10.7937/K9/TCIA.2017.umz8dv6s
HNSCC-01-0117 | ORIGINAL | PT | 223 | 1999-12-15 | PET/CT HEAD&NECK CA IN | PET AC | 1 | GE MEDICAL SYSTEMS | Discovery ST | 26.14 | Positron Emission Tomography Image Storage | [9 empty] | FDG -- fluorodeoxyglucose | 502951008 | 6588 | 0.97 | CYLINDRICAL RING | 700\157 | RING | 700 | 1.3.6.1.4.1.14519.5.2.1.1706.8040.125459524985716664266675564620 | 1.3.6.1.4.1.14519.5.2.1.1706.8040.315148435950174547275493880271 | TCIA | 10.7937/K9/TCIA.2017.umz8dv6s
HNSCC-01-0117 | ORIGINAL | PT | 91 | 1999-12-15 | PET/CT HEAD&NECK CA IN | No AC Recon H&N | 2 | GE MEDICAL SYSTEMS | Discovery ST | 26.14 | Positron Emission Tomography Image Storage | [9 empty] | FDG -- fluorodeoxyglucose | 502951008 | 6588 | 0.97 | CYLINDRICAL RING | 700\157 | RING | 700 | 1.3.6.1.4.1.14519.5.2.1.1706.8040.125459524985716664266675564620 | 1.3.6.1.4.1.14519.5.2.1.1706.8040.317426102196256167234994985051 | TCIA | 10.7937/K9/TCIA.2017.umz8dv6s
HNSCC-01-0117 | ORIGINAL | CT | 223 | 1999-12-15 | PET/CT HEAD&NECK CA IN | CT Atten Cor Head In | 2 | GE MEDICAL SYSTEMS | Discovery ST | LightSpeedAppsdstm5_goc1_11D_R2.9N.IRIX646.5 | CT Image Storage | 120 | HELICAL MODE | 500 | 500 | 949.075 | 0 | CW | 675 | [9 empty] | 1.3.6.1.4.1.14519.5.2.1.1706.8040.125459524985716664266675564620 | 1.3.6.1.4.1.14519.5.2.1.1706.8040.680031060185170468530672835952 | TCIA | 10.7937/K9/TCIA.2017.umz8dv6s
HNSCC-01-0117 | NULL | RTPLAN | 1 | 2000-02-06 | RT SIMULATION | NULL | 1 | ADAC | Pinnacle3 | 9.8 | RT Plan Storage | [17 empty] | 1.3.6.1.4.1.14519.5.2.1.1706.8040.205883273113592111270044086466 | 1.3.6.1.4.1.14519.5.2.1.1706.8040.154214993509172899174198025646 | TCIA | 10.7937/K9/TCIA.2017.umz8dv6s
HNSCC-01-0117 | NULL | RTSTRUCT | 1 | 2000-02-06 | RT SIMULATION | NULL | 1 | ADAC | Pinnacle3 | 9.8 | RT Structure Set Storage | [17 empty] | 1.3.6.1.4.1.14519.5.2.1.1706.8040.205883273113592111270044086466 | 1.3.6.1.4.1.14519.5.2.1.1706.8040.338153249749956514900239716805 | TCIA | 10.7937/K9/TCIA.2017.umz8dv6s
HNSCC-01-0117 | NULL | RTDOSE | 1 | 2000-02-06 | RT SIMULATION | NULL | 1 | ADAC | Pinnacle3 | 9.8 | RT Dose Storage | [17 empty] | 1.3.6.1.4.1.14519.5.2.1.1706.8040.205883273113592111270044086466 | 1.3.6.1.4.1.14519.5.2.1.1706.8040.737394243468514589231927241928 | TCIA | 10.7937/K9/TCIA.2017.umz8dv6s
HNSCC-01-0117 | ORIGINAL | CT | 160 | 2000-02-06 | RT SIMULATION | NULL | NULL | Philips Medical Systems | PQ5000 | 4.9.1/5.0.2 | CT Image Storage | 130 |  | 480 | 480 |  | 0 | CC | [10 empty] | 1.3.6.1.4.1.14519.5.2.1.1706.8040.205883273113592111270044086466 | 1.3.6.1.4.1.14519.5.2.1.1706.8040.236308284190507831750406206306 | TCIA | 10.7937/K9/TCIA.2017.umz8dv6s
HNSCC-01-0117 | ORIGINAL | PT | 91 | 2000-06-03 | PET/CT HEAD & NECK CA | PET_AC_Abd_Pelvis | 401 | GE MEDICAL SYSTEMS | Discovery RX | 41.04 | Positron Emission Tomography Image Storage | [9 empty] | FDG -- fluorodeoxyglucose | 578035456 | 6588 | 0.97 | CYLINDRICAL RING | 700\153 | RING | 700 | 1.3.6.1.4.1.14519.5.2.1.1706.8040.318590266832836592848663668291 | 1.3.6.1.4.1.14519.5.2.1.1706.8040.131202016842978643465808001590 | TCIA | 10.7937/K9/TCIA.2017.umz8dv6s
HNSCC-01-0117 | ORIGINAL | PT | 91 | 2000-06-03 | PET/CT HEAD & NECK CA | PET_NAC | 5 | GE MEDICAL SYSTEMS | Discovery RX | 41.04 | Positron Emission Tomography Image Storage | [9 empty] | FDG -- fluorodeoxyglucose | 578035456 | 6588 | 0.97 | CYLINDRICAL RING | 700\153 | RING | 700 | 1.3.6.1.4.1.14519.5.2.1.1706.8040.318590266832836592848663668291 | 1.3.6.1.4.1.14519.5.2.1.1706.8040.176747558046944043837776594706 | TCIA | 10.7937/K9/TCIA.2017.umz8dv6s
HNSCC-01-0117 | ORIGINAL | PT | 91 | 2000-06-03 | PET/CT HEAD & NECK CA | PET_NAC_HEAD | 11 | GE MEDICAL SYSTEMS | Discovery RX | 41.04 | Positron Emission Tomography Image Storage | [9 empty] | FDG -- fluorodeoxyglucose | 578035456 | 6588 | 0.97 | CYLINDRICAL RING | 700\153 | RING | 700 | 1.3.6.1.4.1.14519.5.2.1.1706.8040.318590266832836592848663668291 | 1.3.6.1.4.1.14519.5.2.1.1706.8040.200251968537000520215677892253 | TCIA | 10.7937/K9/TCIA.2017.umz8dv6s
HNSCC-01-0117 | ORIGINAL | PT | 91 | 2000-06-03 | PET/CT HEAD & NECK CA | PET_AC | 4 | GE MEDICAL SYSTEMS | Discovery RX | 41.04 | Positron Emission Tomography Image Storage | [9 empty] | FDG -- fluorodeoxyglucose | 578035456 | 6588 | 0.97 | CYLINDRICAL RING | 700\153 | RING | 700 | 1.3.6.1.4.1.14519.5.2.1.1706.8040.318590266832836592848663668291 | 1.3.6.1.4.1.14519.5.2.1.1706.8040.286730381357961511024848163662 | TCIA | 10.7937/K9/TCIA.2017.umz8dv6s
HNSCC-01-0117 | ORIGINAL | PT | 131 | 2000-06-03 | PET/CT HEAD & NECK CA | PET_AC | 4 | GE MEDICAL SYSTEMS | Discovery RX | 41.04 | Positron Emission Tomography Image Storage | [9 empty] | FDG -- fluorodeoxyglucose | 578035456 | 6588 | 0.97 | CYLINDRICAL RING | 700\153 | RING | 700 | 1.3.6.1.4.1.14519.5.2.1.1706.8040.318590266832836592848663668291 | 1.3.6.1.4.1.14519.5.2.1.1706.8040.297311255641833317243676749490 | TCIA | 10.7937/K9/TCIA.2017.umz8dv6s
HNSCC-01-0117 | ORIGINAL | PT | 91 | 2000-06-03 | PET/CT HEAD & NECK CA | PET_AC_HEAD | 10 | GE MEDICAL SYSTEMS | Discovery RX | 41.04 | Positron Emission Tomography Image Storage | [9 empty] | FDG -- fluorodeoxyglucose | 578035456 | 6588 | 0.97 | CYLINDRICAL RING | 700\153 | RING | 700 | 1.3.6.1.4.1.14519.5.2.1.1706.8040.318590266832836592848663668291 | 1.3.6.1.4.1.14519.5.2.1.1706.8040.311089013343165117918855447497 | TCIA | 10.7937/K9/TCIA.2017.umz8dv6s
HNSCC-01-0117 | ORIGINAL | CT | 223 | 2000-06-03 | PET/CT HEAD & NECK CA | CT Atten Cor Head IN | 2 | GE MEDICAL SYSTEMS | Discovery RX | pet_vct_hp.80 | CT Image Storage | 120 | HELICAL MODE | 500 | 500 | 949.075 | 0 | CW | 566 | 27.5 | [8 empty] | 1.3.6.1.4.1.14519.5.2.1.1706.8040.318590266832836592848663668291 | 1.3.6.1.4.1.14519.5.2.1.1706.8040.446265799585400387298600114220 | TCIA | 10.7937/K9/TCIA.2017.umz8dv6s
HNSCC-01-0117 | ORIGINAL | PT | 131 | 2000-06-03 | PET/CT HEAD & NECK CA | PET_NAC | 5 | GE MEDICAL SYSTEMS | Discovery RX | 41.04 | Positron Emission Tomography Image Storage | [9 empty] | FDG -- fluorodeoxyglucose | 578035456 | 6588 | 0.97 | CYLINDRICAL RING | 700\153 | RING | 700 | 1.3.6.1.4.1.14519.5.2.1.1706.8040.318590266832836592848663668291 | 1.3.6.1.4.1.14519.5.2.1.1706.8040.734312317477073884521414916727 | TCIA | 10.7937/K9/TCIA.2017.umz8dv6s
HNSCC-01-0118 | ORIGINAL | PT | 91 | 1999-12-13 | PET/CT HEAD&NECK CA IN | No AC Recon H&N | 2 | GE MEDICAL SYSTEMS | Discovery ST | 26.14 | Positron Emission Tomography Image Storage | [9 empty] | FDG -- fluorodeoxyglucose | 526331456 | 6588 | 0.97 | CYLINDRICAL RING | 700\157 | RING | 700 | 1.3.6.1.4.1.14519.5.2.1.1706.8040.296801768014273520926999574685 | 1.3.6.1.4.1.14519.5.2.1.1706.8040.143625766642077687760434704906 | TCIA | 10.7937/K9/TCIA.2017.umz8dv6s
HNSCC-01-0118 | ORIGINAL | CT | 223 | 1999-12-13 | PET/CT HEAD&NECK CA IN | CT Atten Cor Head In | 2 | GE MEDICAL SYSTEMS | Discovery ST | LightSpeedAppsdstm5_goc1_11D_R2.9N.IRIX646.5 | CT Image Storage | 120 | HELICAL MODE | 500 | 500 | 949.075 | 0 | CW | 675 | [9 empty] | 1.3.6.1.4.1.14519.5.2.1.1706.8040.296801768014273520926999574685 | 1.3.6.1.4.1.14519.5.2.1.1706.8040.238019093849472183733297772294 | TCIA | 10.7937/K9/TCIA.2017.umz8dv6s
HNSCC-01-0118 | ORIGINAL | PT | 223 | 1999-12-13 | PET/CT HEAD&NECK CA IN | PET AC-4min/bed | 1 | GE MEDICAL SYSTEMS | Discovery ST | 26.14 | Positron Emission Tomography Image Storage | [9 empty] | FDG -- fluorodeoxyglucose | 515301280 | 6588 | 0.97 | CYLINDRICAL RING | 700\157 | RING | 700 | 1.3.6.1.4.1.14519.5.2.1.1706.8040.296801768014273520926999574685 | 1.3.6.1.4.1.14519.5.2.1.1706.8040.271493255905132451818097283085 | TCIA | 10.7937/K9/TCIA.2017.umz8dv6s
HNSCC-01-0118 | ORIGINAL | PT | 91 | 1999-12-13 | PET/CT HEAD&NECK CA IN | PET AC H&N | 1 | GE MEDICAL SYSTEMS | Discovery ST | 26.14 | Positron Emission Tomography Image Storage | [9 empty] | FDG -- fluorodeoxyglucose | 526331456 | 6588 | 0.97 | CYLINDRICAL RING | 700\157 | RING | 700 | 1.3.6.1.4.1.14519.5.2.1.1706.8040.296801768014273520926999574685 | 1.3.6.1.4.1.14519.5.2.1.1706.8040.289759221541307433793918606078 | TCIA | 10.7937/K9/TCIA.2017.umz8dv6s
HNSCC-01-0118 | ORIGINAL | PT | 223 | 1999-12-13 | PET/CT HEAD&NECK CA IN | No AC Recon | 2 | GE MEDICAL SYSTEMS | Discovery ST | 26.14 | Positron Emission Tomography Image Storage | [9 empty] | FDG -- fluorodeoxyglucose | 515301280 | 6588 | 0.97 | CYLINDRICAL RING | 700\157 | RING | 700 | 1.3.6.1.4.1.14519.5.2.1.1706.8040.296801768014273520926999574685 | 1.3.6.1.4.1.14519.5.2.1.1706.8040.291148956424071013361019690258 | TCIA | 10.7937/K9/TCIA.2017.umz8dv6s
HNSCC-01-0118 | NULL | RTDOSE | 1 | 2000-01-31 | RT SIMULATION | NULL | 1 | ADAC | Pinnacle3 | 9.8 | RT Dose Storage | [17 empty] | 1.3.6.1.4.1.14519.5.2.1.1706.8040.289268873270352026751903909902 | 1.3.6.1.4.1.14519.5.2.1.1706.8040.101322838084945361013344907664 | TCIA | 10.7937/K9/TCIA.2017.umz8dv6s
HNSCC-01-0118 | NULL | RTPLAN | 1 | 2000-01-31 | RT SIMULATION | NULL | 1 | ADAC | Pinnacle3 | 9.8 | RT Plan Storage | [17 empty] | 1.3.6.1.4.1.14519.5.2.1.1706.8040.289268873270352026751903909902 | 1.3.6.1.4.1.14519.5.2.1.1706.8040.145208774003763982086698085191 | TCIA | 10.7937/K9/TCIA.2017.umz8dv6s
HNSCC-01-0118 | NULL | RTSTRUCT | 1 | 2000-01-31 | RT SIMULATION | NULL | 1 | ADAC | Pinnacle3 | 9.8 | RT Structure Set Storage | [17 empty] | 1.3.6.1.4.1.14519.5.2.1.1706.8040.289268873270352026751903909902 | 1.3.6.1.4.1.14519.5.2.1.1706.8040.271441936908409818949620578315 | TCIA | 10.7937/K9/TCIA.2017.umz8dv6s
HNSCC-01-0118 | ORIGINAL | CT | 138 | 2000-01-31 | RT SIMULATION | NULL | 5 | Philips | Mx8000 IDT 16 | 4.2.1 | CT Image Storage | 120 | HELIX | 500 | 500 |  | 0 | CW | [10 empty] | 1.3.6.1.4.1.14519.5.2.1.1706.8040.289268873270352026751903909902 | 1.3.6.1.4.1.14519.5.2.1.1706.8040.730947175926332845045225950987 | TCIA | 10.7937/K9/TCIA.2017.umz8dv6s
HNSCC-01-0118 | ORIGINAL | PT | 91 | 2000-08-13 | PET/CT HEAD & NECK CA | PET_AC_HEAD | 10 | GE MEDICAL SYSTEMS | Discovery STE | 41.04 | Positron Emission Tomography Image Storage | [9 empty] | FDG -- fluorodeoxyglucose | 681803264 | 6588 | 0.97 | CYLINDRICAL RING | 700\153 | RING | 700 | 1.3.6.1.4.1.14519.5.2.1.1706.8040.112610597012739240773461184377 | 1.3.6.1.4.1.14519.5.2.1.1706.8040.122273620662644270770548897056 | TCIA | 10.7937/K9/TCIA.2017.umz8dv6s
HNSCC-01-0118 | ORIGINAL | CT | 223 | 2000-08-13 | PET/CT HEAD & NECK CA | CT Atten Cor Head IN | 2 | GE MEDICAL SYSTEMS | Discovery STE | pet_vct_hp.80 | CT Image Storage | 120 | HELICAL MODE | 500 | 500 | 949.075 | 0 | CW | 566 | 27.5 | [8 empty] | 1.3.6.1.4.1.14519.5.2.1.1706.8040.112610597012739240773461184377 | 1.3.6.1.4.1.14519.5.2.1.1706.8040.184189905127921531922324249462 | TCIA | 10.7937/K9/TCIA.2017.umz8dv6s
HNSCC-01-0118 | ORIGINAL | PT | 223 | 2000-08-13 | PET/CT HEAD & NECK CA | PET_NAC | 5 | GE MEDICAL SYSTEMS | Discovery STE | 41.04 | Positron Emission Tomography Image Storage | [9 empty] | FDG -- fluorodeoxyglucose | 681803264 | 6588 | 0.97 | CYLINDRICAL RING | 700\153 | RING | 700 | 1.3.6.1.4.1.14519.5.2.1.1706.8040.112610597012739240773461184377 | 1.3.6.1.4.1.14519.5.2.1.1706.8040.210801594952076536712329397430 | TCIA | 10.7937/K9/TCIA.2017.umz8dv6s
HNSCC-01-0118 | ORIGINAL | PT | 223 | 2000-08-13 | PET/CT HEAD & NECK CA | PET_AC | 4 | GE MEDICAL SYSTEMS | Discovery STE | 41.04 | Positron Emission Tomography Image Storage | [9 empty] | FDG -- fluorodeoxyglucose | 681803264 | 6588 | 0.97 | CYLINDRICAL RING | 700\153 | RING | 700 | 1.3.6.1.4.1.14519.5.2.1.1706.8040.112610597012739240773461184377 | 1.3.6.1.4.1.14519.5.2.1.1706.8040.235139947814212871307248435033 | TCIA | 10.7937/K9/TCIA.2017.umz8dv6s
HNSCC-01-0118 | ORIGINAL | PT | 91 | 2000-08-13 | PET/CT HEAD & NECK CA | PET_NAC_HEAD | 11 | GE MEDICAL SYSTEMS | Discovery STE | 41.04 | Positron Emission Tomography Image Storage | [9 empty] | FDG -- fluorodeoxyglucose | 681803264 | 6588 | 0.97 | CYLINDRICAL RING | 700\153 | RING | 700 | 1.3.6.1.4.1.14519.5.2.1.1706.8040.112610597012739240773461184377 | 1.3.6.1.4.1.14519.5.2.1.1706.8040.381796789347570058774660911378 | TCIA | 10.7937/K9/TCIA.2017.umz8dv6s
HNSCC-01-0119 | ORIGINAL | CT | 223 | 1999-12-14 | PET/CT HEAD & NECK CA | CT Atten Cor Head IN | 2 | GE MEDICAL SYSTEMS | Discovery STE | pet_vct_hp.80 | CT Image Storage | 120 | HELICAL MODE | 500 | 500 | 949.075 | 0 | CW | 566 | 27.5 | [8 empty] | 1.3.6.1.4.1.14519.5.2.1.1706.8040.102233148290481228517276415627 | 1.3.6.1.4.1.14519.5.2.1.1706.8040.167510347311763249350152587565 | TCIA | 10.7937/K9/TCIA.2017.umz8dv6s
HNSCC-01-0119 | NULL | RTSTRUCT | 1 | 2000-01-28 | RT SIMULATION | NULL | 1 | ADAC | Pinnacle3 | 9.8 | RT Structure Set Storage | [17 empty] | 1.3.6.1.4.1.14519.5.2.1.1706.8040.102096098270151364029921946820 | 1.3.6.1.4.1.14519.5.2.1.1706.8040.234745340875386910184318782119 | TCIA | 10.7937/K9/TCIA.2017.umz8dv6s
HNSCC-01-0119 | NULL | RTPLAN | 1 | 2000-01-28 | RT SIMULATION | NULL | 1 | ADAC | Pinnacle3 | 9.8 | RT Plan Storage | [17 empty] | 1.3.6.1.4.1.14519.5.2.1.1706.8040.102096098270151364029921946820 | 1.3.6.1.4.1.14519.5.2.1.1706.8040.238708046198148429579497752083 | TCIA | 10.7937/K9/TCIA.2017.umz8dv6s
HNSCC-01-0119 | NULL | RTDOSE | 1 | 2000-01-28 | RT SIMULATION | NULL | 1 | ADAC | Pinnacle3 | 9.8 | RT Dose Storage | [17 empty] | 1.3.6.1.4.1.14519.5.2.1.1706.8040.102096098270151364029921946820 | 1.3.6.1.4.1.14519.5.2.1.1706.8040.977430739417570827427849065035 | TCIA | 10.7937/K9/TCIA.2017.umz8dv6s
HNSCC-01-0119 | ORIGINAL | CT | 156 | 2000-01-28 | RT SIMULATION | NULL | 4 | Philips | Mx8000 IDT 16 | 4.2.1 | CT Image Storage | 120 | HELIX | 500 | 500 |  | 0 | CW | [10 empty] | 1.3.6.1.4.1.14519.5.2.1.1706.8040.102096098270151364029921946820 | 1.3.6.1.4.1.14519.5.2.1.1706.8040.320036983623778948772004318368 | TCIA | 10.7937/K9/TCIA.2017.umz8dv6s
HNSCC-01-0119 | ORIGINAL | CT | 223 | 2000-06-27 | PET/CT HEAD & NECK CA | CT Atten Cor Head In | 2 | GE MEDICAL SYSTEMS | Discovery ST | LightSpeedAppsdstm5_goc1_11D_R2.9N.IRIX646.5 | CT Image Storage | 120 | HELICAL MODE | 500 | 500 | 949.075 | 0 | CW | 675 | [9 empty] | 1.3.6.1.4.1.14519.5.2.1.1706.8040.165741159985544049216909451234 | 1.3.6.1.4.1.14519.5.2.1.1706.8040.107312481963734722777199447234 | TCIA | 10.7937/K9/TCIA.2017.umz8dv6s
HNSCC-01-0119 | ORIGINAL | PT | 223 | 2000-06-27 | PET/CT HEAD & NECK CA | PET AC | 1 | GE MEDICAL SYSTEMS | Discovery ST | 26.14 | Positron Emission Tomography Image Storage | [9 empty] | FDG -- fluorodeoxyglucose | 605359872 | 6588 | 0.97 | CYLINDRICAL RING | 700\157 | RING | 700 | 1.3.6.1.4.1.14519.5.2.1.1706.8040.165741159985544049216909451234 | 1.3.6.1.4.1.14519.5.2.1.1706.8040.115095276294740340435318423684 | TCIA | 10.7937/K9/TCIA.2017.umz8dv6s
HNSCC-01-0119 | ORIGINAL | PT | 91 | 2000-06-27 | PET/CT HEAD & NECK CA | No AC Recon H&N | 2 | GE MEDICAL SYSTEMS | Discovery ST | 26.14 | Positron Emission Tomography Image Storage | [9 empty] | FDG -- fluorodeoxyglucose | 605359872 | 6588 | 0.97 | CYLINDRICAL RING | 700\157 | RING | 700 | 1.3.6.1.4.1.14519.5.2.1.1706.8040.165741159985544049216909451234 | 1.3.6.1.4.1.14519.5.2.1.1706.8040.159377777412054756646359717606 | TCIA | 10.7937/K9/TCIA.2017.umz8dv6s
HNSCC-01-0119 | ORIGINAL | CT | 223 | 2000-06-27 | PET/CT HEAD & NECK CA | Recon 2: CT Atten Cor Head In | 3 | GE MEDICAL SYSTEMS | Discovery ST | LightSpeedAppsdstm5_goc1_11D_R2.9N.IRIX646.5 | CT Image Storage | 120 | HELICAL MODE | 500 | 500 | 949.075 | 0 | CW | 675 | [9 empty] | 1.3.6.1.4.1.14519.5.2.1.1706.8040.165741159985544049216909451234 | 1.3.6.1.4.1.14519.5.2.1.1706.8040.185031306396051093279069785865 | TCIA | 10.7937/K9/TCIA.2017.umz8dv6s
HNSCC-01-0119 | ORIGINAL | PT | 223 | 2000-06-27 | PET/CT HEAD & NECK CA | No AC Recon | 2 | GE MEDICAL SYSTEMS | Discovery ST | 26.14 | Positron Emission Tomography Image Storage | [9 empty] | FDG -- fluorodeoxyglucose | 605359872 | 6588 | 0.97 | CYLINDRICAL RING | 700\157 | RING | 700 | 1.3.6.1.4.1.14519.5.2.1.1706.8040.165741159985544049216909451234 | 1.3.6.1.4.1.14519.5.2.1.1706.8040.236874178000658277984830086719 | TCIA | 10.7937/K9/TCIA.2017.umz8dv6s
HNSCC-01-0119 | ORIGINAL | PT | 91 | 2000-06-27 | PET/CT HEAD & NECK CA | PET AC H&N | 1 | GE MEDICAL SYSTEMS | Discovery ST | 26.14 | Positron Emission Tomography Image Storage | [9 empty] | FDG -- fluorodeoxyglucose | 605359872 | 6588 | 0.97 | CYLINDRICAL RING | 700\157 | RING | 700 | 1.3.6.1.4.1.14519.5.2.1.1706.8040.165741159985544049216909451234 | 1.3.6.1.4.1.14519.5.2.1.1706.8040.300939128705213839633825099006 | TCIA | 10.7937/K9/TCIA.2017.umz8dv6s
HNSCC-01-0119 | ORIGINAL | CT | 118 | 2000-06-27 | PET/CT HEAD & NECK CA | Recon 2: CT ATTEN H&N | 3 | GE MEDICAL SYSTEMS | Discovery ST | LightSpeedAppsdstm5_goc1_11D_R2.9N.IRIX646.5 | CT Image Storage | 120 | HELICAL MODE | 500 | 250 | 949.075 | 0 | CW | 641 | [9 empty] | 1.3.6.1.4.1.14519.5.2.1.1706.8040.165741159985544049216909451234 | 1.3.6.1.4.1.14519.5.2.1.1706.8040.305755380224822889933228385265 | TCIA | 10.7937/K9/TCIA.2017.umz8dv6s
HNSCC-01-0119 | ORIGINAL | CT | 118 | 2000-06-27 | PET/CT HEAD & NECK CA | Recon 3: CT ATTEN H&N | 4 | GE MEDICAL SYSTEMS | Discovery ST | LightSpeedAppsdstm5_goc1_11D_R2.9N.IRIX646.5 | CT Image Storage | 120 | HELICAL MODE | 500 | 250 | 949.075 | 0 | CW | 641 | [9 empty] | 1.3.6.1.4.1.14519.5.2.1.1706.8040.165741159985544049216909451234 | 1.3.6.1.4.1.14519.5.2.1.1706.8040.334308395538111046080567470169 | TCIA | 10.7937/K9/TCIA.2017.umz8dv6s
HNSCC-01-0119 | ORIGINAL | CT | 1 | 2000-06-27 | PET/CT HEAD & NECK CA | CT SCOUT HEAD IN | 1 | GE MEDICAL SYSTEMS | Discovery ST | LightSpeedAppsdstm5_goc1_11D_R2.9N.IRIX646.5 | CT Image Storage | 120 | SCOUT MODE | 500 |  | 949.075 | 0 | CW | 574 | [9 empty] | 1.3.6.1.4.1.14519.5.2.1.1706.8040.165741159985544049216909451234 | 1.3.6.1.4.1.14519.5.2.1.1706.8040.704150942366949565422651661064 | TCIA | 10.7937/K9/TCIA.2017.umz8dv6s
HNSCC-01-0119 | ORIGINAL | CT | 91 | 2000-06-27 | PET/CT HEAD & NECK CA | CT ATTEN H&N | 2 | GE MEDICAL SYSTEMS | Discovery ST | LightSpeedAppsdstm5_goc1_11D_R2.9N.IRIX646.5 | CT Image Storage | 120 | HELICAL MODE | 500 | 500 | 949.075 | 0 | CW | 675 | [9 empty] | 1.3.6.1.4.1.14519.5.2.1.1706.8040.165741159985544049216909451234 | 1.3.6.1.4.1.14519.5.2.1.1706.8040.861547797965973529061795596340 | TCIA | 10.7937/K9/TCIA.2017.umz8dv6s
HNSCC-01-0120 | NULL | RTPLAN | 1 | 2000-01-25 | RT SIMULATION | NULL | 1 | ADAC | Pinnacle3 | 9.8 | RT Plan Storage | [17 empty] | 1.3.6.1.4.1.14519.5.2.1.1706.8040.271011577386178751460610200266 | 1.3.6.1.4.1.14519.5.2.1.1706.8040.244037518949657140657486384121 | TCIA | 10.7937/K9/TCIA.2017.umz8dv6s
HNSCC-01-0120 | NULL | RTSTRUCT | 1 | 2000-01-25 | RT SIMULATION | NULL | 1 | ADAC | Pinnacle3 | 9.8 | RT Structure Set Storage | [17 empty] | 1.3.6.1.4.1.14519.5.2.1.1706.8040.271011577386178751460610200266 | 1.3.6.1.4.1.14519.5.2.1.1706.8040.254414902395070823542216020302 | TCIA | 10.7937/K9/TCIA.2017.umz8dv6s
HNSCC-01-0120 | NULL | RTDOSE | 1 | 2000-01-25 | RT SIMULATION | NULL | 1 | ADAC | Pinnacle3 | 9.8 | RT Dose Storage | [17 empty] | 1.3.6.1.4.1.14519.5.2.1.1706.8040.271011577386178751460610200266 | 1.3.6.1.4.1.14519.5.2.1.1706.8040.926111747000212287261259774377 | TCIA | 10.7937/K9/TCIA.2017.umz8dv6s
HNSCC-01-0120 | ORIGINAL | CT | 150 | 2000-01-25 | RT SIMULATION | NULL | NULL | Philips Medical Systems | PQ5000 | 4.9.1/5.0.2 | CT Image Storage | 130 |  | 480 | 480 |  | 0 | CC | [10 empty] | 1.3.6.1.4.1.14519.5.2.1.1706.8040.271011577386178751460610200266 | 1.3.6.1.4.1.14519.5.2.1.1706.8040.217617344957561606418081541937 | TCIA | 10.7937/K9/TCIA.2017.umz8dv6s
HNSCC-01-0120 | ORIGINAL | PT | 223 | 2000-01-31 | PET/CT HEAD&NECK CA IN | PET_NAC | 5 | GE MEDICAL SYSTEMS | Discovery STE | 41.04 | Positron Emission Tomography Image Storage | [9 empty] | FDG -- fluorodeoxyglucose | 505965728 | 6588 | 0.97 | CYLINDRICAL RING | 700\153 | RING | 700 | 1.3.6.1.4.1.14519.5.2.1.1706.8040.244707022593296170986850673710 | 1.3.6.1.4.1.14519.5.2.1.1706.8040.133273928716669923314197596525 | TCIA | 10.7937/K9/TCIA.2017.umz8dv6s
HNSCC-01-0120 | ORIGINAL | PT | 223 | 2000-01-31 | PET/CT HEAD&NECK CA IN | PET_AC 4MIN_BED | 4 | GE MEDICAL SYSTEMS | Discovery STE | 41.04 | Positron Emission Tomography Image Storage | [9 empty] | FDG -- fluorodeoxyglucose | 505965728 | 6588 | 0.97 | CYLINDRICAL RING | 700\153 | RING | 700 | 1.3.6.1.4.1.14519.5.2.1.1706.8040.244707022593296170986850673710 | 1.3.6.1.4.1.14519.5.2.1.1706.8040.149674681272743670111239392667 | TCIA | 10.7937/K9/TCIA.2017.umz8dv6s
HNSCC-01-0120 | ORIGINAL | CT | 223 | 2000-01-31 | PET/CT HEAD&NECK CA IN | CT Atten Cor Head IN | 2 | GE MEDICAL SYSTEMS | Discovery STE | pet_vct_hp.80 | CT Image Storage | 120 | HELICAL MODE | 500 | 500 | 949.075 | 0 | CW | 566 | 27.5 | [8 empty] | 1.3.6.1.4.1.14519.5.2.1.1706.8040.244707022593296170986850673710 | 1.3.6.1.4.1.14519.5.2.1.1706.8040.170813502663334146031353166739 | TCIA | 10.7937/K9/TCIA.2017.umz8dv6s
HNSCC-01-0120 | ORIGINAL | PT | 91 | 2000-01-31 | PET/CT HEAD&NECK CA IN | PET_NAC_HEAD | 11 | GE MEDICAL SYSTEMS | Discovery STE | 41.04 | Positron Emission Tomography Image Storage | [9 empty] | FDG -- fluorodeoxyglucose | 505965728 | 6588 | 0.97 | CYLINDRICAL RING | 700\153 | RING | 700 | 1.3.6.1.4.1.14519.5.2.1.1706.8040.244707022593296170986850673710 | 1.3.6.1.4.1.14519.5.2.1.1706.8040.255729634772907743624202829001 | TCIA | 10.7937/K9/TCIA.2017.umz8dv6s
HNSCC-01-0120 | ORIGINAL | PT | 91 | 2000-01-31 | PET/CT HEAD&NECK CA IN | PET_AC_HEAD | 10 | GE MEDICAL SYSTEMS | Discovery STE | 41.04 | Positron Emission Tomography Image Storage | [9 empty] | FDG -- fluorodeoxyglucose | 505965728 | 6588 | 0.97 | CYLINDRICAL RING | 700\153 | RING | 700 | 1.3.6.1.4.1.14519.5.2.1.1706.8040.244707022593296170986850673710 | 1.3.6.1.4.1.14519.5.2.1.1706.8040.271249664233262598621595167342 | TCIA | 10.7937/K9/TCIA.2017.umz8dv6s
HNSCC-01-0120 | ORIGINAL | PT | 91 | 2000-05-16 | PET/CT HEAD & NECK CA | PET_AC_HEAD | 10 | GE MEDICAL SYSTEMS | Discovery STE | 41.04 | Positron Emission Tomography Image Storage | [9 empty] | FDG -- fluorodeoxyglucose | 657945088 | 6588 | 0.97 | CYLINDRICAL RING | 700\153 | RING | 700 | 1.3.6.1.4.1.14519.5.2.1.1706.8040.276780418428305502486617229455 | 1.3.6.1.4.1.14519.5.2.1.1706.8040.147785181321302748347412466601 | TCIA | 10.7937/K9/TCIA.2017.umz8dv6s
HNSCC-01-0120 | ORIGINAL | PT | 223 | 2000-05-16 | PET/CT HEAD & NECK CA | PET_NAC | 5 | GE MEDICAL SYSTEMS | Discovery STE | 41.04 | Positron Emission Tomography Image Storage | [9 empty] | FDG -- fluorodeoxyglucose | 657945088 | 6588 | 0.97 | CYLINDRICAL RING | 700\153 | RING | 700 | 1.3.6.1.4.1.14519.5.2.1.1706.8040.276780418428305502486617229455 | 1.3.6.1.4.1.14519.5.2.1.1706.8040.168256051341698354059500423935 | TCIA | 10.7937/K9/TCIA.2017.umz8dv6s
HNSCC-01-0120 | ORIGINAL | PT | 91 | 2000-05-16 | PET/CT HEAD & NECK CA | PET_NAC_HEAD | 11 | GE MEDICAL SYSTEMS | Discovery STE | 41.04 | Positron Emission Tomography Image Storage | [9 empty] | FDG -- fluorodeoxyglucose | 657945088 | 6588 | 0.97 | CYLINDRICAL RING | 700\153 | RING | 700 | 1.3.6.1.4.1.14519.5.2.1.1706.8040.276780418428305502486617229455 | 1.3.6.1.4.1.14519.5.2.1.1706.8040.169647837016668835791733714702 | TCIA | 10.7937/K9/TCIA.2017.umz8dv6s
HNSCC-01-0120 | ORIGINAL | CT | 223 | 2000-05-16 | PET/CT HEAD & NECK CA | CT Atten Cor Head IN | 2 | GE MEDICAL SYSTEMS | Discovery STE | pet_vct_hp.80 | CT Image Storage | 120 | HELICAL MODE | 500 | 500 | 949.075 | 0 | CW | 566 | 27.5 | [8 empty] | 1.3.6.1.4.1.14519.5.2.1.1706.8040.276780418428305502486617229455 | 1.3.6.1.4.1.14519.5.2.1.1706.8040.223025111621261373943050366153 | TCIA | 10.7937/K9/TCIA.2017.umz8dv6s
HNSCC-01-0120 | ORIGINAL | PT | 223 | 2000-05-16 | PET/CT HEAD & NECK CA | PET_AC | 4 | GE MEDICAL SYSTEMS | Discovery STE | 41.04 | Positron Emission Tomography Image Storage | [9 empty] | FDG -- fluorodeoxyglucose | 657945088 | 6588 | 0.97 | CYLINDRICAL RING | 700\153 | RING | 700 | 1.3.6.1.4.1.14519.5.2.1.1706.8040.276780418428305502486617229455 | 1.3.6.1.4.1.14519.5.2.1.1706.8040.229349910405016147745889237721 | TCIA | 10.7937/K9/TCIA.2017.umz8dv6s
HNSCC-01-0121 | NULL | RTPLAN | 1 | 2000-02-18 | RT SIMULATION | NULL | 1 | ADAC | Pinnacle3 | 9.8 | RT Plan Storage | [17 empty] | 1.3.6.1.4.1.14519.5.2.1.1706.8040.386767316301593343422760622192 | 1.3.6.1.4.1.14519.5.2.1.1706.8040.100098973263205710178555715845 | TCIA | 10.7937/K9/TCIA.2017.umz8dv6s
HNSCC-01-0121 | NULL | RTSTRUCT | 1 | 2000-02-18 | RT SIMULATION | NULL | 1 | ADAC | Pinnacle3 | 9.8 | RT Structure Set Storage | [17 empty] | 1.3.6.1.4.1.14519.5.2.1.1706.8040.386767316301593343422760622192 | 1.3.6.1.4.1.14519.5.2.1.1706.8040.127279615746842178215878503299 | TCIA | 10.7937/K9/TCIA.2017.umz8dv6s
HNSCC-01-0121 | NULL | RTDOSE | 1 | 2000-02-18 | RT SIMULATION | NULL | 1 | ADAC | Pinnacle3 | 9.8 | RT Dose Storage | [17 empty] | 1.3.6.1.4.1.14519.5.2.1.1706.8040.386767316301593343422760622192 | 1.3.6.1.4.1.14519.5.2.1.1706.8040.298590843781655278900200155109 | TCIA | 10.7937/K9/TCIA.2017.umz8dv6s
HNSCC-01-0121 | ORIGINAL | CT | 130 | 2000-02-18 | RT SIMULATION | NULL | 9 | Philips | Mx8000 IDT 16 | 4.2.1 | CT Image Storage | 120 | HELIX | 500 | 500 |  | 0 | CW | [10 empty] | 1.3.6.1.4.1.14519.5.2.1.1706.8040.386767316301593343422760622192 | 1.3.6.1.4.1.14519.5.2.1.1706.8040.268742176858915074497415072904 | TCIA | 10.7937/K9/TCIA.2017.umz8dv6s
HNSCC-01-0121 | ORIGINAL | PT | 223 | 2000-02-21 | PET/CT HEAD&NECK CA IN | PET_NAC | 5 | GE MEDICAL SYSTEMS | Discovery RX | 41.04 | Positron Emission Tomography Image Storage | [9 empty] | FDG -- fluorodeoxyglucose | 537712064 | 6588 | 0.97 | CYLINDRICAL RING | 700\153 | RING | 700 | 1.3.6.1.4.1.14519.5.2.1.1706.8040.232694291707660205438800551697 | 1.3.6.1.4.1.14519.5.2.1.1706.8040.128421541727054029309121561642 | TCIA | 10.7937/K9/TCIA.2017.umz8dv6s
HNSCC-01-0121 | ORIGINAL | CT | 223 | 2000-02-21 | PET/CT HEAD&NECK CA IN | CT Atten Cor Head IN | 2 | GE MEDICAL SYSTEMS | Discovery RX | pet_vct_hp.80 | CT Image Storage | 120 | HELICAL MODE | 500 | 500 | 949.075 | 0 | CW | 566 | 27.5 | [8 empty] | 1.3.6.1.4.1.14519.5.2.1.1706.8040.232694291707660205438800551697 | 1.3.6.1.4.1.14519.5.2.1.1706.8040.138770404247546061466273695418 | TCIA | 10.7937/K9/TCIA.2017.umz8dv6s
HNSCC-01-0121 | ORIGINAL | PT | 223 | 2000-02-21 | PET/CT HEAD&NECK CA IN | PET_AC 4MIN/BED | 4 | GE MEDICAL SYSTEMS | Discovery RX | 41.04 | Positron Emission Tomography Image Storage | [9 empty] | FDG -- fluorodeoxyglucose | 537712064 | 6588 | 0.97 | CYLINDRICAL RING | 700\153 | RING | 700 | 1.3.6.1.4.1.14519.5.2.1.1706.8040.232694291707660205438800551697 | 1.3.6.1.4.1.14519.5.2.1.1706.8040.263536267513613060542288005647 | TCIA | 10.7937/K9/TCIA.2017.umz8dv6s
HNSCC-01-0121 | ORIGINAL | PT | 223 | 2000-07-01 | PET/CT HEAD & NECK CA | PET_AC 4MIN_BED | 5 | GE MEDICAL SYSTEMS | Discovery STE | 41.04 | Positron Emission Tomography Image Storage | [9 empty] | FDG -- fluorodeoxyglucose | 706312832 | 6588 | 0.97 | CYLINDRICAL RING | 700\153 | RING | 700 | 1.3.6.1.4.1.14519.5.2.1.1706.8040.823396535161873210670340574654 | 1.3.6.1.4.1.14519.5.2.1.1706.8040.296425062274668427030519142250 | TCIA | 10.7937/K9/TCIA.2017.umz8dv6s
HNSCC-01-0121 | ORIGINAL | PT | 223 | 2000-07-01 | PET/CT HEAD & NECK CA | PET_NAC | 6 | GE MEDICAL SYSTEMS | Discovery STE | 41.04 | Positron Emission Tomography Image Storage | [9 empty] | FDG -- fluorodeoxyglucose | 706312832 | 6588 | 0.97 | CYLINDRICAL RING | 700\153 | RING | 700 | 1.3.6.1.4.1.14519.5.2.1.1706.8040.823396535161873210670340574654 | 1.3.6.1.4.1.14519.5.2.1.1706.8040.302444860041274204423237308282 | TCIA | 10.7937/K9/TCIA.2017.umz8dv6s
HNSCC-01-0121 | ORIGINAL | PT | 91 | 2000-07-01 | PET/CT HEAD & NECK CA | PET_AC_HEAD | 11 | GE MEDICAL SYSTEMS | Discovery STE | 41.04 | Positron Emission Tomography Image Storage | [9 empty] | FDG -- fluorodeoxyglucose | 706312832 | 6588 | 0.97 | CYLINDRICAL RING | 700\153 | RING | 700 | 1.3.6.1.4.1.14519.5.2.1.1706.8040.823396535161873210670340574654 | 1.3.6.1.4.1.14519.5.2.1.1706.8040.316768946242167455335485998692 | TCIA | 10.7937/K9/TCIA.2017.umz8dv6s
HNSCC-01-0121 | ORIGINAL | CT | 223 | 2000-07-01 | PET/CT HEAD & NECK CA | CT SOFT window | 3 | GE MEDICAL SYSTEMS | Discovery STE | pet_vct_hp.80 | CT Image Storage | 120 | HELICAL MODE | 500 | 500 | 949.075 | 0 | CW | 566 | 27.5 | [8 empty] | 1.3.6.1.4.1.14519.5.2.1.1706.8040.823396535161873210670340574654 | 1.3.6.1.4.1.14519.5.2.1.1706.8040.331977719742451163173117520294 | TCIA | 10.7937/K9/TCIA.2017.umz8dv6s
HNSCC-01-0121 | ORIGINAL | PT | 91 | 2000-07-01 | PET/CT HEAD & NECK CA | PET_NAC_HEAD | 12 | GE MEDICAL SYSTEMS | Discovery STE | 41.04 | Positron Emission Tomography Image Storage | [9 empty] | FDG -- fluorodeoxyglucose | 706312832 | 6588 | 0.97 | CYLINDRICAL RING | 700\153 | RING | 700 | 1.3.6.1.4.1.14519.5.2.1.1706.8040.823396535161873210670340574654 | 1.3.6.1.4.1.14519.5.2.1.1706.8040.784449478934715770359428289733 | TCIA | 10.7937/K9/TCIA.2017.umz8dv6s
HNSCC-01-0122 | ORIGINAL | PT | 91 | 2000-02-25 | PET/CT HEAD&NECK CA IN | PET_AC_HEAD | 10 | GE MEDICAL SYSTEMS | Discovery STE | 41.04 | Positron Emission Tomography Image Storage | [9 empty] | FDG -- fluorodeoxyglucose | 578490752 | 6588 | 0.97 | CYLINDRICAL RING | 700\153 | RING | 700 | 1.3.6.1.4.1.14519.5.2.1.1706.8040.188410267655225767991958371305 | 1.3.6.1.4.1.14519.5.2.1.1706.8040.107280533786906579540849739705 | TCIA | 10.7937/K9/TCIA.2017.umz8dv6s
HNSCC-01-0122 | ORIGINAL | PT | 91 | 2000-02-25 | PET/CT HEAD&NECK CA IN | PET_NAC_HEAD | 11 | GE MEDICAL SYSTEMS | Discovery STE | 41.04 | Positron Emission Tomography Image Storage | [9 empty] | FDG -- fluorodeoxyglucose | 578490752 | 6588 | 0.97 | CYLINDRICAL RING | 700\153 | RING | 700 | 1.3.6.1.4.1.14519.5.2.1.1706.8040.188410267655225767991958371305 | 1.3.6.1.4.1.14519.5.2.1.1706.8040.188743986135022304515126402953 | TCIA | 10.7937/K9/TCIA.2017.umz8dv6s
HNSCC-01-0122 | ORIGINAL | CT | 223 | 2000-02-25 | PET/CT HEAD&NECK CA IN | CT Atten Cor Head IN | 2 | GE MEDICAL SYSTEMS | Discovery STE | pet_vct_hp.80 | CT Image Storage | 120 | HELICAL MODE | 500 | 500 | 949.075 | 0 | CW | 566 | 27.5 | [8 empty] | 1.3.6.1.4.1.14519.5.2.1.1706.8040.188410267655225767991958371305 | 1.3.6.1.4.1.14519.5.2.1.1706.8040.194810924875784115330625368108 | TCIA | 10.7937/K9/TCIA.2017.umz8dv6s
HNSCC-01-0122 | ORIGINAL | PT | 223 | 2000-02-25 | PET/CT HEAD&NECK CA IN | PET_NAC | 5 | GE MEDICAL SYSTEMS | Discovery STE | 41.04 | Positron Emission Tomography Image Storage | [9 empty] | FDG -- fluorodeoxyglucose | 578490752 | 6588 | 0.97 | CYLINDRICAL RING | 700\153 | RING | 700 | 1.3.6.1.4.1.14519.5.2.1.1706.8040.188410267655225767991958371305 | 1.3.6.1.4.1.14519.5.2.1.1706.8040.327188236668570055625055325158 | TCIA | 10.7937/K9/TCIA.2017.umz8dv6s
HNSCC-01-0122 | ORIGINAL | PT | 223 | 2000-02-25 | PET/CT HEAD&NECK CA IN | PET_AC 4MIN_BED | 4 | GE MEDICAL SYSTEMS | Discovery STE | 41.04 | Positron Emission Tomography Image Storage | [9 empty] | FDG -- fluorodeoxyglucose | 578490752 | 6588 | 0.97 | CYLINDRICAL RING | 700\153 | RING | 700 | 1.3.6.1.4.1.14519.5.2.1.1706.8040.188410267655225767991958371305 | 1.3.6.1.4.1.14519.5.2.1.1706.8040.982039467191340594253000968334 | TCIA | 10.7937/K9/TCIA.2017.umz8dv6s
HNSCC-01-0122 | NULL | RTDOSE | 1 | 2000-04-18 | RT SIMULATION | NULL | 1 | ADAC | Pinnacle3 | 9.8 | RT Dose Storage | [17 empty] | 1.3.6.1.4.1.14519.5.2.1.1706.8040.157052360963811466299196120757 | 1.3.6.1.4.1.14519.5.2.1.1706.8040.250020215154467101093679256770 | TCIA | 10.7937/K9/TCIA.2017.umz8dv6s
HNSCC-01-0122 | NULL | RTSTRUCT | 1 | 2000-04-18 | RT SIMULATION | NULL | 1 | ADAC | Pinnacle3 | 9.8 | RT Structure Set Storage | [17 empty] | 1.3.6.1.4.1.14519.5.2.1.1706.8040.157052360963811466299196120757 | 1.3.6.1.4.1.14519.5.2.1.1706.8040.251471206021249748491095065107 | TCIA | 10.7937/K9/TCIA.2017.umz8dv6s
HNSCC-01-0122 | NULL | RTPLAN | 1 | 2000-04-18 | RT SIMULATION | NULL | 1 | ADAC | Pinnacle3 | 9.8 | RT Plan Storage | [17 empty] | 1.3.6.1.4.1.14519.5.2.1.1706.8040.157052360963811466299196120757 | 1.3.6.1.4.1.14519.5.2.1.1706.8040.258811248535103783236779144669 | TCIA | 10.7937/K9/TCIA.2017.umz8dv6s
HNSCC-01-0122 | ORIGINAL | CT | 160 | 2000-04-18 | RT SIMULATION | NULL | NULL | Philips Medical Systems | PQ5000 | 4.9.1/5.0.2 | CT Image Storage | 130 |  | 480 | 480 |  | 0 | CC | [10 empty] | 1.3.6.1.4.1.14519.5.2.1.1706.8040.157052360963811466299196120757 | 1.3.6.1.4.1.14519.5.2.1.1706.8040.653551820431402606950807235795 | TCIA | 10.7937/K9/TCIA.2017.umz8dv6s
HNSCC-01-0122 | ORIGINAL | PT | 207 | 2001-02-06 | PET/CT HEAD & NECK CA | PET_NAC_3D_FDG | 4 | GE MEDICAL SYSTEMS | Discovery RX | 41.04 | Positron Emission Tomography Image Storage | [9 empty] | FDG -- fluorodeoxyglucose | 410133152 | 6588 | 0.97 | CYLINDRICAL RING | 700\153 | NONE | 700 | 1.3.6.1.4.1.14519.5.2.1.1706.8040.243373592129703396629258883809 | 1.3.6.1.4.1.14519.5.2.1.1706.8040.106145009787987564648966257459 | TCIA | 10.7937/K9/TCIA.2017.umz8dv6s
HNSCC-01-0122 | ORIGINAL | CT | 207 | 2001-02-06 | PET/CT HEAD & NECK CA | CT Soft | 2 | GE MEDICAL SYSTEMS | Discovery RX | 07MWDVCT36.4 | CT Image Storage | 120 | HELICAL MODE | 500 | 500 | 949.075 | 0 | CW | 500 | 55 | [8 empty] | 1.3.6.1.4.1.14519.5.2.1.1706.8040.243373592129703396629258883809 | 1.3.6.1.4.1.14519.5.2.1.1706.8040.179267363172910534537869534061 | TCIA | 10.7937/K9/TCIA.2017.umz8dv6s
HNSCC-01-0122 | ORIGINAL | PT | 127 | 2001-02-06 | PET/CT HEAD & NECK CA | 3D_FDG_H&N_NAC | 10 | GE MEDICAL SYSTEMS | Discovery RX | 41.04 | Positron Emission Tomography Image Storage | [9 empty] | FDG -- fluorodeoxyglucose | 410133152 | 6588 | 0.97 | CYLINDRICAL RING | 700\153 | NONE | 700 | 1.3.6.1.4.1.14519.5.2.1.1706.8040.243373592129703396629258883809 | 1.3.6.1.4.1.14519.5.2.1.1706.8040.185945600635020230430092223629 | TCIA | 10.7937/K9/TCIA.2017.umz8dv6s
HNSCC-01-0122 | ORIGINAL | PT | 127 | 2001-02-06 | PET/CT HEAD & NECK CA | PET_AC_3D_FDG_H&N | 11 | GE MEDICAL SYSTEMS | Discovery RX | 41.04 | Positron Emission Tomography Image Storage | [9 empty] | FDG -- fluorodeoxyglucose | 410133152 | 6588 | 0.97 | CYLINDRICAL RING | 700\153 | NONE | 700 | 1.3.6.1.4.1.14519.5.2.1.1706.8040.243373592129703396629258883809 | 1.3.6.1.4.1.14519.5.2.1.1706.8040.211494306576581341087292970318 | TCIA | 10.7937/K9/TCIA.2017.umz8dv6s
HNSCC-01-0122 | ORIGINAL | PT | 207 | 2001-02-06 | PET/CT HEAD & NECK CA | PET_AC_3D_FDG | 5 | GE MEDICAL SYSTEMS | Discovery RX | 41.04 | Positron Emission Tomography Image Storage | [9 empty] | FDG -- fluorodeoxyglucose | 410133152 | 6588 | 0.97 | CYLINDRICAL RING | 700\153 | NONE | 700 | 1.3.6.1.4.1.14519.5.2.1.1706.8040.243373592129703396629258883809 | 1.3.6.1.4.1.14519.5.2.1.1706.8040.335976454730271650283081384319 | TCIA | 10.7937/K9/TCIA.2017.umz8dv6s
HNSCC-01-0123 | ORIGINAL | PT | 91 | 2000-02-06 | PET/CT HEAD&NECK CA IN | PET_AC_HEAD | 11 | GE MEDICAL SYSTEMS | Discovery RX | 41.04 | Positron Emission Tomography Image Storage | [9 empty] | FDG -- fluorodeoxyglucose | 599717184 | 6588 | 0.97 | CYLINDRICAL RING | 700\153 | RING | 700 | 1.3.6.1.4.1.14519.5.2.1.1706.8040.199484520166547964868019924121 | 1.3.6.1.4.1.14519.5.2.1.1706.8040.110397434215291899294761879300 | TCIA | 10.7937/K9/TCIA.2017.umz8dv6s
HNSCC-01-0123 | ORIGINAL | CT | 223 | 2000-02-06 | PET/CT HEAD&NECK CA IN | CT SOFT window | 3 | GE MEDICAL SYSTEMS | Discovery RX | pet_vct_hp.80 | CT Image Storage | 120 | HELICAL MODE | 500 | 500 | 949.075 | 0 | CW | 566 | 27.5 | [8 empty] | 1.3.6.1.4.1.14519.5.2.1.1706.8040.199484520166547964868019924121 | 1.3.6.1.4.1.14519.5.2.1.1706.8040.174196840519064236874490364823 | TCIA | 10.7937/K9/TCIA.2017.umz8dv6s
HNSCC-01-0123 | ORIGINAL | PT | 223 | 2000-02-06 | PET/CT HEAD&NECK CA IN | PET_AC | 5 | GE MEDICAL SYSTEMS | Discovery RX | 41.04 | Positron Emission Tomography Image Storage | [9 empty] | FDG -- fluorodeoxyglucose | 599717184 | 6588 | 0.97 | CYLINDRICAL RING | 700\153 | RING | 700 | 1.3.6.1.4.1.14519.5.2.1.1706.8040.199484520166547964868019924121 | 1.3.6.1.4.1.14519.5.2.1.1706.8040.265159049595048683212850630435 | TCIA | 10.7937/K9/TCIA.2017.umz8dv6s
HNSCC-01-0123 | ORIGINAL | PT | 91 | 2000-02-06 | PET/CT HEAD&NECK CA IN | PET_NAC_HEAD | 12 | GE MEDICAL SYSTEMS | Discovery RX | 41.04 | Positron Emission Tomography Image Storage | [9 empty] | FDG -- fluorodeoxyglucose | 599717184 | 6588 | 0.97 | CYLINDRICAL RING | 700\153 | RING | 700 | 1.3.6.1.4.1.14519.5.2.1.1706.8040.199484520166547964868019924121 | 1.3.6.1.4.1.14519.5.2.1.1706.8040.603010719776131970398470418946 | TCIA | 10.7937/K9/TCIA.2017.umz8dv6s
HNSCC-01-0123 | ORIGINAL | PT | 223 | 2000-02-06 | PET/CT HEAD&NECK CA IN | PET_NAC | 6 | GE MEDICAL SYSTEMS | Discovery RX | 41.04 | Positron Emission Tomography Image Storage | [9 empty] | FDG -- fluorodeoxyglucose | 599717184 | 6588 | 0.97 | CYLINDRICAL RING | 700\153 | RING | 700 | 1.3.6.1.4.1.14519.5.2.1.1706.8040.199484520166547964868019924121 | 1.3.6.1.4.1.14519.5.2.1.1706.8040.681327002761117116258236529693 | TCIA | 10.7937/K9/TCIA.2017.umz8dv6s
HNSCC-01-0123 | NULL | RTPLAN | 1 | 2000-03-24 | RT SIMULATION | NULL | 1 | ADAC | Pinnacle3 | 9.8 | RT Plan Storage | [17 empty] | 1.3.6.1.4.1.14519.5.2.1.1706.8040.222443056107213590651385747852 | 1.3.6.1.4.1.14519.5.2.1.1706.8040.180680753679841472502989526643 | TCIA | 10.7937/K9/TCIA.2017.umz8dv6s
HNSCC-01-0123 | NULL | RTSTRUCT | 1 | 2000-03-24 | RT SIMULATION | NULL | 1 | ADAC | Pinnacle3 | 9.8 | RT Structure Set Storage | [17 empty] | 1.3.6.1.4.1.14519.5.2.1.1706.8040.222443056107213590651385747852 | 1.3.6.1.4.1.14519.5.2.1.1706.8040.236404374039537341097707218579 | TCIA | 10.7937/K9/TCIA.2017.umz8dv6s
HNSCC-01-0123 | NULL | RTDOSE | 1 | 2000-03-24 | RT SIMULATION | NULL | 1 | ADAC | Pinnacle3 | 9.8 | RT Dose Storage | [17 empty] | 1.3.6.1.4.1.14519.5.2.1.1706.8040.222443056107213590651385747852 | 1.3.6.1.4.1.14519.5.2.1.1706.8040.240792718881133744052970269709 | TCIA | 10.7937/K9/TCIA.2017.umz8dv6s
HNSCC-01-0123 | ORIGINAL | CT | 150 | 2000-03-24 | RT SIMULATION | NULL | 6 | Philips | Mx8000 IDT 16 | 4.2.1 | CT Image Storage | 120 | HELIX | 500 | 500 |  | 0 | CW | [10 empty] | 1.3.6.1.4.1.14519.5.2.1.1706.8040.222443056107213590651385747852 | 1.3.6.1.4.1.14519.5.2.1.1706.8040.245320024598080514411762934482 | TCIA | 10.7937/K9/TCIA.2017.umz8dv6s
HNSCC-01-0123 | ORIGINAL | PT | 91 | 2000-07-03 | PET/CT HEAD & NECK CA | PET_NAC_HEAD | 11 | GE MEDICAL SYSTEMS | Discovery STE | 41.04 | Positron Emission Tomography Image Storage | [9 empty] | FDG -- fluorodeoxyglucose | 680648960 | 6588 | 0.97 | CYLINDRICAL RING | 700\153 | RING | 700 | 1.3.6.1.4.1.14519.5.2.1.1706.8040.332659443077428475726192733601 | 1.3.6.1.4.1.14519.5.2.1.1706.8040.112109813597436924735297818853 | TCIA | 10.7937/K9/TCIA.2017.umz8dv6s
HNSCC-01-0123 | ORIGINAL | PT | 223 | 2000-07-03 | PET/CT HEAD & NECK CA | PET_NAC | 5 | GE MEDICAL SYSTEMS | Discovery STE | 41.04 | Positron Emission Tomography Image Storage | [9 empty] | FDG -- fluorodeoxyglucose | 680648960 | 6588 | 0.97 | CYLINDRICAL RING | 700\153 | RING | 700 | 1.3.6.1.4.1.14519.5.2.1.1706.8040.332659443077428475726192733601 | 1.3.6.1.4.1.14519.5.2.1.1706.8040.210011715811256557473849795419 | TCIA | 10.7937/K9/TCIA.2017.umz8dv6s
HNSCC-01-0123 | ORIGINAL | PT | 91 | 2000-07-03 | PET/CT HEAD & NECK CA | PET_AC_HEAD | 10 | GE MEDICAL SYSTEMS | Discovery STE | 41.04 | Positron Emission Tomography Image Storage | [9 empty] | FDG -- fluorodeoxyglucose | 680648960 | 6588 | 0.97 | CYLINDRICAL RING | 700\153 | RING | 700 | 1.3.6.1.4.1.14519.5.2.1.1706.8040.332659443077428475726192733601 | 1.3.6.1.4.1.14519.5.2.1.1706.8040.248620405999609045587353716922 | TCIA | 10.7937/K9/TCIA.2017.umz8dv6s
HNSCC-01-0123 | ORIGINAL | PT | 223 | 2000-07-03 | PET/CT HEAD & NECK CA | PET_AC | 4 | GE MEDICAL SYSTEMS | Discovery STE | 41.04 | Positron Emission Tomography Image Storage | [9 empty] | FDG -- fluorodeoxyglucose | 680648960 | 6588 | 0.97 | CYLINDRICAL RING | 700\153 | RING | 700 | 1.3.6.1.4.1.14519.5.2.1.1706.8040.332659443077428475726192733601 | 1.3.6.1.4.1.14519.5.2.1.1706.8040.321779323627839762619572912273 | TCIA | 10.7937/K9/TCIA.2017.umz8dv6s
HNSCC-01-0123 | ORIGINAL | CT | 223 | 2000-07-03 | PET/CT HEAD & NECK CA | CT Atten Cor Head IN | 2 | GE MEDICAL SYSTEMS | Discovery STE | pet_vct_hp.80 | CT Image Storage | 120 | HELICAL MODE | 500 | 500 | 949.075 | 0 | CW | 566 | 27.5 | [8 empty] | 1.3.6.1.4.1.14519.5.2.1.1706.8040.332659443077428475726192733601 | 1.3.6.1.4.1.14519.5.2.1.1706.8040.333947664078556284694795968453 | TCIA | 10.7937/K9/TCIA.2017.umz8dv6s
HNSCC-01-0124 | ORIGINAL | CT | 223 | 2000-02-21 | PET/CT HEAD&NECK CA IN | CT Atten Cor Head IN | 2 | GE MEDICAL SYSTEMS | Discovery RX | pet_vct_hp.80 | CT Image Storage | 120 | HELICAL MODE | 500 | 500 | 949.075 | 0 | CW | 566 | 27.5 | [8 empty] | 1.3.6.1.4.1.14519.5.2.1.1706.8040.143849126336851436157998371923 | 1.3.6.1.4.1.14519.5.2.1.1706.8040.160598065480337571597289223456 | TCIA | 10.7937/K9/TCIA.2017.umz8dv6s
HNSCC-01-0124 | ORIGINAL | PT | 223 | 2000-02-21 | PET/CT HEAD&NECK CA IN | PET_AC | 4 | GE MEDICAL SYSTEMS | Discovery RX | 41.04 | Positron Emission Tomography Image Storage | [9 empty] | FDG -- fluorodeoxyglucose | 534745312 | 6588 | 0.97 | CYLINDRICAL RING | 700\153 | RING | 700 | 1.3.6.1.4.1.14519.5.2.1.1706.8040.143849126336851436157998371923 | 1.3.6.1.4.1.14519.5.2.1.1706.8040.207280659343992227069633933418 | TCIA | 10.7937/K9/TCIA.2017.umz8dv6s
HNSCC-01-0124 | ORIGINAL | PT | 91 | 2000-02-21 | PET/CT HEAD&NECK CA IN | PET_NAC_HEAD | 11 | GE MEDICAL SYSTEMS | Discovery RX | 41.04 | Positron Emission Tomography Image Storage | [9 empty] | FDG -- fluorodeoxyglucose | 534745312 | 6588 | 0.97 | CYLINDRICAL RING | 700\153 | RING | 700 | 1.3.6.1.4.1.14519.5.2.1.1706.8040.143849126336851436157998371923 | 1.3.6.1.4.1.14519.5.2.1.1706.8040.331288292654717856830258019845 | TCIA | 10.7937/K9/TCIA.2017.umz8dv6s
HNSCC-01-0124 | ORIGINAL | PT | 91 | 2000-02-21 | PET/CT HEAD&NECK CA IN | PET_AC_HEAD | 10 | GE MEDICAL SYSTEMS | Discovery RX | 41.04 | Positron Emission Tomography Image Storage | [9 empty] | FDG -- fluorodeoxyglucose | 534745312 | 6588 | 0.97 | CYLINDRICAL RING | 700\153 | RING | 700 | 1.3.6.1.4.1.14519.5.2.1.1706.8040.143849126336851436157998371923 | 1.3.6.1.4.1.14519.5.2.1.1706.8040.338826367011809747954122791844 | TCIA | 10.7937/K9/TCIA.2017.umz8dv6s
HNSCC-01-0124 | ORIGINAL | PT | 223 | 2000-02-21 | PET/CT HEAD&NECK CA IN | PET_NAC | 5 | GE MEDICAL SYSTEMS | Discovery RX | 41.04 | Positron Emission Tomography Image Storage | [9 empty] | FDG -- fluorodeoxyglucose | 534745312 | 6588 | 0.97 | CYLINDRICAL RING | 700\153 | RING | 700 | 1.3.6.1.4.1.14519.5.2.1.1706.8040.143849126336851436157998371923 | 1.3.6.1.4.1.14519.5.2.1.1706.8040.515086794996746401715269331282 | TCIA | 10.7937/K9/TCIA.2017.umz8dv6s
HNSCC-01-0124 | NULL | RTDOSE | 1 | 2000-05-23 | RT SIMULATION | NULL | 1 | ADAC | Pinnacle3 | 9.8 | RT Dose Storage | [17 empty] | 1.3.6.1.4.1.14519.5.2.1.1706.8040.278323280121094281633416871778 | 1.3.6.1.4.1.14519.5.2.1.1706.8040.107297903972271929947522200105 | TCIA | 10.7937/K9/TCIA.2017.umz8dv6s
HNSCC-01-0124 | NULL | RTSTRUCT | 1 | 2000-05-23 | RT SIMULATION | NULL | 1 | ADAC | Pinnacle3 | 9.8 | RT Structure Set Storage | [17 empty] | 1.3.6.1.4.1.14519.5.2.1.1706.8040.278323280121094281633416871778 | 1.3.6.1.4.1.14519.5.2.1.1706.8040.320032970554619769185798010558 | TCIA | 10.7937/K9/TCIA.2017.umz8dv6s
HNSCC-01-0124 | NULL | RTPLAN | 1 | 2000-05-23 | RT SIMULATION | NULL | 1 | ADAC | Pinnacle3 | 9.8 | RT Plan Storage | [17 empty] | 1.3.6.1.4.1.14519.5.2.1.1706.8040.278323280121094281633416871778 | 1.3.6.1.4.1.14519.5.2.1.1706.8040.772706929786355984827038188964 | TCIA | 10.7937/K9/TCIA.2017.umz8dv6s
HNSCC-01-0124 | ORIGINAL | CT | 99 | 2000-05-23 | RT SIMULATION | NULL | 2 | Philips | AcQSimCT | ACQSIMCT.PICR.3.0.1.20030822.1 | CT Image Storage | 120 |  | 609 | 550 | 1514 | 0 | CC | 6833 | [9 empty] | 1.3.6.1.4.1.14519.5.2.1.1706.8040.278323280121094281633416871778 | 1.3.6.1.4.1.14519.5.2.1.1706.8040.124317838320089596453439855971 | TCIA | 10.7937/K9/TCIA.2017.umz8dv6s
HNSCC-01-0124 | ORIGINAL | CT | 223 | 2000-09-30 | PET/CT HEAD & NECK CA | CT Atten Cor Head IN | 2 | GE MEDICAL SYSTEMS | Discovery STE | pet_vct_hp.80 | CT Image Storage | 120 | HELICAL MODE | 500 | 500 | 949.075 | 0 | CW | 566 | 27.5 | [8 empty] | 1.3.6.1.4.1.14519.5.2.1.1706.8040.241709100179349398128553661854 | 1.3.6.1.4.1.14519.5.2.1.1706.8040.185441066520856175651427044545 | TCIA | 10.7937/K9/TCIA.2017.umz8dv6s
HNSCC-01-0124 | ORIGINAL | PT | 91 | 2000-09-30 | PET/CT HEAD & NECK CA | PET_AC_HEAD | 10 | GE MEDICAL SYSTEMS | Discovery STE | 41.04 | Positron Emission Tomography Image Storage | [9 empty] | FDG -- fluorodeoxyglucose | 601805184 | 6588 | 0.97 | CYLINDRICAL RING | 700\153 | RING | 700 | 1.3.6.1.4.1.14519.5.2.1.1706.8040.241709100179349398128553661854 | 1.3.6.1.4.1.14519.5.2.1.1706.8040.198103057982731497024693687039 | TCIA | 10.7937/K9/TCIA.2017.umz8dv6s
HNSCC-01-0124 | ORIGINAL | PT | 223 | 2000-09-30 | PET/CT HEAD & NECK CA | PET_NAC | 5 | GE MEDICAL SYSTEMS | Discovery STE | 41.04 | Positron Emission Tomography Image Storage | [9 empty] | FDG -- fluorodeoxyglucose | 601805184 | 6588 | 0.97 | CYLINDRICAL RING | 700\153 | RING | 700 | 1.3.6.1.4.1.14519.5.2.1.1706.8040.241709100179349398128553661854 | 1.3.6.1.4.1.14519.5.2.1.1706.8040.305703099389439005477463532445 | TCIA | 10.7937/K9/TCIA.2017.umz8dv6s
HNSCC-01-0124 | ORIGINAL | PT | 223 | 2000-09-30 | PET/CT HEAD & NECK CA | PET_AC | 4 | GE MEDICAL SYSTEMS | Discovery STE | 41.04 | Positron Emission Tomography Image Storage | [9 empty] | FDG -- fluorodeoxyglucose | 601805184 | 6588 | 0.97 | CYLINDRICAL RING | 700\153 | RING | 700 | 1.3.6.1.4.1.14519.5.2.1.1706.8040.241709100179349398128553661854 | 1.3.6.1.4.1.14519.5.2.1.1706.8040.313432917904719716020653171523 | TCIA | 10.7937/K9/TCIA.2017.umz8dv6s
HNSCC-01-0124 | ORIGINAL | PT | 91 | 2000-09-30 | PET/CT HEAD & NECK CA | PET_NAC_HEAD | 11 | GE MEDICAL SYSTEMS | Discovery STE | 41.04 | Positron Emission Tomography Image Storage | [9 empty] | FDG -- fluorodeoxyglucose | 601805184 | 6588 | 0.97 | CYLINDRICAL RING | 700\153 | RING | 700 | 1.3.6.1.4.1.14519.5.2.1.1706.8040.241709100179349398128553661854 | 1.3.6.1.4.1.14519.5.2.1.1706.8040.455902820746660562615165300802 | TCIA | 10.7937/K9/TCIA.2017.umz8dv6s
HNSCC-01-0125 | NULL | RTDOSE | 1 | 2000-04-10 | RT SIMULATION | NULL | 1 | ADAC | Pinnacle3 | 9.8 | RT Dose Storage | [17 empty] | 1.3.6.1.4.1.14519.5.2.1.1706.8040.189438490251846448031545587482 | 1.3.6.1.4.1.14519.5.2.1.1706.8040.192763904349645580055303994883 | TCIA | 10.7937/K9/TCIA.2017.umz8dv6s
HNSCC-01-0125 | NULL | RTPLAN | 1 | 2000-04-10 | RT SIMULATION | NULL | 1 | ADAC | Pinnacle3 | 9.8 | RT Plan Storage | [17 empty] | 1.3.6.1.4.1.14519.5.2.1.1706.8040.189438490251846448031545587482 | 1.3.6.1.4.1.14519.5.2.1.1706.8040.249253711647627790890197319036 | TCIA | 10.7937/K9/TCIA.2017.umz8dv6s
HNSCC-01-0125 | NULL | RTSTRUCT | 1 | 2000-04-10 | RT SIMULATION | NULL | 1 | ADAC | Pinnacle3 | 9.8 | RT Structure Set Storage | [17 empty] | 1.3.6.1.4.1.14519.5.2.1.1706.8040.189438490251846448031545587482 | 1.3.6.1.4.1.14519.5.2.1.1706.8040.366432733489626887580530034572 | TCIA | 10.7937/K9/TCIA.2017.umz8dv6s
HNSCC-01-0125 | ORIGINAL | CT | 140 | 2000-04-10 | RT SIMULATION | NULL | NULL | Philips Medical Systems | PQ5000 | 4.9.1/5.0.2 | CT Image Storage | 130 |  | 480 | 480 |  | 0 | CC | [10 empty] | 1.3.6.1.4.1.14519.5.2.1.1706.8040.189438490251846448031545587482 | 1.3.6.1.4.1.14519.5.2.1.1706.8040.108020378257691528086845770855 | TCIA | 10.7937/K9/TCIA.2017.umz8dv6s
HNSCC-01-0125 | ORIGINAL | PT | 223 | 2000-04-17 | PET/CT HEAD&NECK CA IN | PET_NAC | 5 | GE MEDICAL SYSTEMS | Discovery RX | 41.04 | Positron Emission Tomography Image Storage | [9 empty] | FDG -- fluorodeoxyglucose | 695526272 | 6588 | 0.97 | CYLINDRICAL RING | 700\153 | RING | 700 | 1.3.6.1.4.1.14519.5.2.1.1706.8040.807226514915677188635351818846 | 1.3.6.1.4.1.14519.5.2.1.1706.8040.113315870675233879395675007031 | TCIA | 10.7937/K9/TCIA.2017.umz8dv6s
HNSCC-01-0125 | ORIGINAL | CT | 223 | 2000-04-17 | PET/CT HEAD&NECK CA IN | CT Atten Cor Head IN | 2 | GE MEDICAL SYSTEMS | Discovery RX | pet_vct_hp.80 | CT Image Storage | 120 | HELICAL MODE | 500 | 500 | 949.075 | 0 | CW | 566 | 27.5 | [8 empty] | 1.3.6.1.4.1.14519.5.2.1.1706.8040.807226514915677188635351818846 | 1.3.6.1.4.1.14519.5.2.1.1706.8040.117496023799539335810082275914 | TCIA | 10.7937/K9/TCIA.2017.umz8dv6s
HNSCC-01-0125 | ORIGINAL | PT | 91 | 2000-04-17 | PET/CT HEAD&NECK CA IN | PET_AC_HEAD | 10 | GE MEDICAL SYSTEMS | Discovery RX | 41.04 | Positron Emission Tomography Image Storage | [9 empty] | FDG -- fluorodeoxyglucose | 695526272 | 6588 | 0.97 | CYLINDRICAL RING | 700\153 | RING | 700 | 1.3.6.1.4.1.14519.5.2.1.1706.8040.807226514915677188635351818846 | 1.3.6.1.4.1.14519.5.2.1.1706.8040.248347842187740115468338929580 | TCIA | 10.7937/K9/TCIA.2017.umz8dv6s
HNSCC-01-0125 | ORIGINAL | PT | 91 | 2000-04-17 | PET/CT HEAD&NECK CA IN | PET_NAC_HEAD | 11 | GE MEDICAL SYSTEMS | Discovery RX | 41.04 | Positron Emission Tomography Image Storage | [9 empty] | FDG -- fluorodeoxyglucose | 695526272 | 6588 | 0.97 | CYLINDRICAL RING | 700\153 | RING | 700 | 1.3.6.1.4.1.14519.5.2.1.1706.8040.807226514915677188635351818846 | 1.3.6.1.4.1.14519.5.2.1.1706.8040.369919655264367643330081865802 | TCIA | 10.7937/K9/TCIA.2017.umz8dv6s
HNSCC-01-0125 | ORIGINAL | PT | 223 | 2000-04-17 | PET/CT HEAD&NECK CA IN | PET_AC 4MIN/BED | 4 | GE MEDICAL SYSTEMS | Discovery RX | 41.04 | Positron Emission Tomography Image Storage | [9 empty] | FDG -- fluorodeoxyglucose | 695526272 | 6588 | 0.97 | CYLINDRICAL RING | 700\153 | RING | 700 | 1.3.6.1.4.1.14519.5.2.1.1706.8040.807226514915677188635351818846 | 1.3.6.1.4.1.14519.5.2.1.1706.8040.603680220577791946850415724195 | TCIA | 10.7937/K9/TCIA.2017.umz8dv6s
HNSCC-01-0125 | ORIGINAL | PT | 223 | 2000-08-05 | PET/CT HEAD & NECK CA | PET_AC | 4 | GE MEDICAL SYSTEMS | Discovery RX | 41.04 | Positron Emission Tomography Image Storage | [9 empty] | FDG -- fluorodeoxyglucose | 654066112 | 6588 | 0.97 | CYLINDRICAL RING | 700\153 | RING | 700 | 1.3.6.1.4.1.14519.5.2.1.1706.8040.270383500636195286011349643148 | 1.3.6.1.4.1.14519.5.2.1.1706.8040.127314302558916461191663820310 | TCIA | 10.7937/K9/TCIA.2017.umz8dv6s
HNSCC-01-0125 | ORIGINAL | PT | 91 | 2000-08-05 | PET/CT HEAD & NECK CA | PET_NAC_HEAD | 11 | GE MEDICAL SYSTEMS | Discovery RX | 41.04 | Positron Emission Tomography Image Storage | [9 empty] | FDG -- fluorodeoxyglucose | 654066112 | 6588 | 0.97 | CYLINDRICAL RING | 700\153 | RING | 700 | 1.3.6.1.4.1.14519.5.2.1.1706.8040.270383500636195286011349643148 | 1.3.6.1.4.1.14519.5.2.1.1706.8040.150944138086207919434676445240 | TCIA | 10.7937/K9/TCIA.2017.umz8dv6s
HNSCC-01-0125 | ORIGINAL | PT | 91 | 2000-08-05 | PET/CT HEAD & NECK CA | PET_AC_HEAD | 10 | GE MEDICAL SYSTEMS | Discovery RX | 41.04 | Positron Emission Tomography Image Storage | [9 empty] | FDG -- fluorodeoxyglucose | 654066112 | 6588 | 0.97 | CYLINDRICAL RING | 700\153 | RING | 700 | 1.3.6.1.4.1.14519.5.2.1.1706.8040.270383500636195286011349643148 | 1.3.6.1.4.1.14519.5.2.1.1706.8040.248037193149553075534091709795 | TCIA | 10.7937/K9/TCIA.2017.umz8dv6s
HNSCC-01-0125 | ORIGINAL | PT | 223 | 2000-08-05 | PET/CT HEAD & NECK CA | PET_NAC | 5 | GE MEDICAL SYSTEMS | Discovery RX | 41.04 | Positron Emission Tomography Image Storage | [9 empty] | FDG -- fluorodeoxyglucose | 654066112 | 6588 | 0.97 | CYLINDRICAL RING | 700\153 | RING | 700 | 1.3.6.1.4.1.14519.5.2.1.1706.8040.270383500636195286011349643148 | 1.3.6.1.4.1.14519.5.2.1.1706.8040.263900801200694522476385076414 | TCIA | 10.7937/K9/TCIA.2017.umz8dv6s
HNSCC-01-0125 | ORIGINAL | CT | 223 | 2000-08-05 | PET/CT HEAD & NECK CA | CT Atten Cor Head IN | 2 | GE MEDICAL SYSTEMS | Discovery RX | pet_vct_hp.80 | CT Image Storage | 120 | HELICAL MODE | 500 | 500 | 949.075 | 0 | CW | 566 | 27.5 | [8 empty] | 1.3.6.1.4.1.14519.5.2.1.1706.8040.270383500636195286011349643148 | 1.3.6.1.4.1.14519.5.2.1.1706.8040.324931827467887265279249846050 | TCIA | 10.7937/K9/TCIA.2017.umz8dv6s
HNSCC-01-0126 | ORIGINAL | PT | 91 | 2000-03-05 | PET/ CT THYROID CANCER | PET_NAC_HEAD | 11 | GE MEDICAL SYSTEMS | Discovery STE | 41.04 | Positron Emission Tomography Image Storage | [9 empty] | FDG -- fluorodeoxyglucose | 647061376 | 6588 | 0.97 | CYLINDRICAL RING | 700\153 | RING | 700 | 1.3.6.1.4.1.14519.5.2.1.1706.8040.144907355617929983729851525282 | 1.3.6.1.4.1.14519.5.2.1.1706.8040.109731802624544645477808450684 | TCIA | 10.7937/K9/TCIA.2017.umz8dv6s
HNSCC-01-0126 | ORIGINAL | PT | 91 | 2000-03-05 | PET/ CT THYROID CANCER | PET_AC_HEAD | 10 | GE MEDICAL SYSTEMS | Discovery STE | 41.04 | Positron Emission Tomography Image Storage | [9 empty] | FDG -- fluorodeoxyglucose | 647061376 | 6588 | 0.97 | CYLINDRICAL RING | 700\153 | RING | 700 | 1.3.6.1.4.1.14519.5.2.1.1706.8040.144907355617929983729851525282 | 1.3.6.1.4.1.14519.5.2.1.1706.8040.153639633396838109209723172205 | TCIA | 10.7937/K9/TCIA.2017.umz8dv6s
HNSCC-01-0126 | ORIGINAL | PT | 223 | 2000-03-05 | PET/ CT THYROID CANCER | PET_AC | 4 | GE MEDICAL SYSTEMS | Discovery STE | 41.04 | Positron Emission Tomography Image Storage | [9 empty] | FDG -- fluorodeoxyglucose | 647061376 | 6588 | 0.97 | CYLINDRICAL RING | 700\153 | RING | 700 | 1.3.6.1.4.1.14519.5.2.1.1706.8040.144907355617929983729851525282 | 1.3.6.1.4.1.14519.5.2.1.1706.8040.210366021668868407389586215825 | TCIA | 10.7937/K9/TCIA.2017.umz8dv6s
HNSCC-01-0126 | ORIGINAL | CT | 223 | 2000-03-05 | PET/ CT THYROID CANCER | CT Atten Cor Head IN | 2 | GE MEDICAL SYSTEMS | Discovery STE | pet_vct_hp.80 | CT Image Storage | 120 | HELICAL MODE | 500 | 500 | 949.075 | 0 | CW | 566 | 27.5 | [8 empty] | 1.3.6.1.4.1.14519.5.2.1.1706.8040.144907355617929983729851525282 | 1.3.6.1.4.1.14519.5.2.1.1706.8040.217421829725566344588863308383 | TCIA | 10.7937/K9/TCIA.2017.umz8dv6s
HNSCC-01-0126 | ORIGINAL | PT | 223 | 2000-03-05 | PET/ CT THYROID CANCER | PET_NAC | 5 | GE MEDICAL SYSTEMS | Discovery STE | 41.04 | Positron Emission Tomography Image Storage | [9 empty] | FDG -- fluorodeoxyglucose | 647061376 | 6588 | 0.97 | CYLINDRICAL RING | 700\153 | RING | 700 | 1.3.6.1.4.1.14519.5.2.1.1706.8040.144907355617929983729851525282 | 1.3.6.1.4.1.14519.5.2.1.1706.8040.282401947251455435870960917756 | TCIA | 10.7937/K9/TCIA.2017.umz8dv6s
HNSCC-01-0126 | NULL | RTSTRUCT | 1 | 2000-05-16 | RT SIMULATION | NULL | 1 | ADAC | Pinnacle3 | 9.8 | RT Structure Set Storage | [17 empty] | 1.3.6.1.4.1.14519.5.2.1.1706.8040.300783790745007559364210780373 | 1.3.6.1.4.1.14519.5.2.1.1706.8040.147878767874593530067036593266 | TCIA | 10.7937/K9/TCIA.2017.umz8dv6s
HNSCC-01-0126 | NULL | RTPLAN | 1 | 2000-05-16 | RT SIMULATION | NULL | 1 | ADAC | Pinnacle3 | 9.8 | RT Plan Storage | [17 empty] | 1.3.6.1.4.1.14519.5.2.1.1706.8040.300783790745007559364210780373 | 1.3.6.1.4.1.14519.5.2.1.1706.8040.241906286919855889908911141700 | TCIA | 10.7937/K9/TCIA.2017.umz8dv6s
HNSCC-01-0126 | NULL | RTDOSE | 1 | 2000-05-16 | RT SIMULATION | NULL | 1 | ADAC | Pinnacle3 | 9.8 | RT Dose Storage | [17 empty] | 1.3.6.1.4.1.14519.5.2.1.1706.8040.300783790745007559364210780373 | 1.3.6.1.4.1.14519.5.2.1.1706.8040.775798429324123556163408401770 | TCIA | 10.7937/K9/TCIA.2017.umz8dv6s
HNSCC-01-0126 | ORIGINAL | CT | 163 | 2000-05-16 | RT SIMULATION | NULL | 3 | Philips | Mx8000 IDT 16 | 4.2.1 | CT Image Storage | 120 | HELIX | 500 | 500 |  | 0 | CW | [10 empty] | 1.3.6.1.4.1.14519.5.2.1.1706.8040.300783790745007559364210780373 | 1.3.6.1.4.1.14519.5.2.1.1706.8040.870463301993210354188998085849 | TCIA | 10.7937/K9/TCIA.2017.umz8dv6s
HNSCC-01-0126 | ORIGINAL | PT | 223 | 2000-09-11 | PET/CT HEAD & NECK CA | PET_AC | 4 | GE MEDICAL SYSTEMS | Discovery STE | 41.04 | Positron Emission Tomography Image Storage | [9 empty] | FDG -- fluorodeoxyglucose | 654263936 | 6588 | 0.97 | CYLINDRICAL RING | 700\153 | RING | 700 | 1.3.6.1.4.1.14519.5.2.1.1706.8040.353166212161718433590815002606 | 1.3.6.1.4.1.14519.5.2.1.1706.8040.178261285832959095367857091243 | TCIA | 10.7937/K9/TCIA.2017.umz8dv6s
HNSCC-01-0126 | ORIGINAL | PT | 91 | 2000-09-11 | PET/CT HEAD & NECK CA | PET_NAC_HEAD | 11 | GE MEDICAL SYSTEMS | Discovery STE | 41.04 | Positron Emission Tomography Image Storage | [9 empty] | FDG -- fluorodeoxyglucose | 654263936 | 6588 | 0.97 | CYLINDRICAL RING | 700\153 | RING | 700 | 1.3.6.1.4.1.14519.5.2.1.1706.8040.353166212161718433590815002606 | 1.3.6.1.4.1.14519.5.2.1.1706.8040.270634275769338284174149503527 | TCIA | 10.7937/K9/TCIA.2017.umz8dv6s
HNSCC-01-0126 | ORIGINAL | PT | 91 | 2000-09-11 | PET/CT HEAD & NECK CA | PET_AC_HEAD | 10 | GE MEDICAL SYSTEMS | Discovery STE | 41.04 | Positron Emission Tomography Image Storage | [9 empty] | FDG -- fluorodeoxyglucose | 654263936 | 6588 | 0.97 | CYLINDRICAL RING | 700\153 | RING | 700 | 1.3.6.1.4.1.14519.5.2.1.1706.8040.353166212161718433590815002606 | 1.3.6.1.4.1.14519.5.2.1.1706.8040.275137598076532316935655118330 | TCIA | 10.7937/K9/TCIA.2017.umz8dv6s
HNSCC-01-0126 | ORIGINAL | CT | 223 | 2000-09-11 | PET/CT HEAD & NECK CA | CT Atten Cor Head IN | 2 | GE MEDICAL SYSTEMS | Discovery STE | pet_vct_hp.80 | CT Image Storage | 120 | HELICAL MODE | 500 | 500 | 949.075 | 0 | CW | 566 | 27.5 | [8 empty] | 1.3.6.1.4.1.14519.5.2.1.1706.8040.353166212161718433590815002606 | 1.3.6.1.4.1.14519.5.2.1.1706.8040.306651427892764428618047501224 | TCIA | 10.7937/K9/TCIA.2017.umz8dv6s
HNSCC-01-0126 | ORIGINAL | PT | 223 | 2000-09-11 | PET/CT HEAD & NECK CA | PET_NAC | 5 | GE MEDICAL SYSTEMS | Discovery STE | 41.04 | Positron Emission Tomography Image Storage | [9 empty] | FDG -- fluorodeoxyglucose | 654263936 | 6588 | 0.97 | CYLINDRICAL RING | 700\153 | RING | 700 | 1.3.6.1.4.1.14519.5.2.1.1706.8040.353166212161718433590815002606 | 1.3.6.1.4.1.14519.5.2.1.1706.8040.705631252456095508976066142791 | TCIA | 10.7937/K9/TCIA.2017.umz8dv6s
HNSCC-01-0127 | ORIGINAL | PT | 223 | 2000-03-05 | PET/CT HEAD&NECK CA IN | PET_NAC | 5 | GE MEDICAL SYSTEMS | Discovery RX | 41.04 | Positron Emission Tomography Image Storage | [9 empty] | FDG -- fluorodeoxyglucose | 646875456 | 6588 | 0.97 | CYLINDRICAL RING | 700\153 | RING | 700 | 1.3.6.1.4.1.14519.5.2.1.1706.8040.187364440204815821366955056789 | 1.3.6.1.4.1.14519.5.2.1.1706.8040.112699649858388349251950702628 | TCIA | 10.7937/K9/TCIA.2017.umz8dv6s
HNSCC-01-0127 | ORIGINAL | CT | 223 | 2000-03-05 | PET/CT HEAD&NECK CA IN | CT Atten Cor Head IN | 2 | GE MEDICAL SYSTEMS | Discovery RX | pet_vct_hp.80 | CT Image Storage | 120 | HELICAL MODE | 500 | 500 | 949.075 | 0 | CW | 566 | 27.5 | [8 empty] | 1.3.6.1.4.1.14519.5.2.1.1706.8040.187364440204815821366955056789 | 1.3.6.1.4.1.14519.5.2.1.1706.8040.183500960462716925862535845864 | TCIA | 10.7937/K9/TCIA.2017.umz8dv6s
HNSCC-01-0127 | ORIGINAL | PT | 223 | 2000-03-05 | PET/CT HEAD&NECK CA IN | PET_AC | 4 | GE MEDICAL SYSTEMS | Discovery RX | 41.04 | Positron Emission Tomography Image Storage | [9 empty] | FDG -- fluorodeoxyglucose | 646875456 | 6588 | 0.97 | CYLINDRICAL RING | 700\153 | RING | 700 | 1.3.6.1.4.1.14519.5.2.1.1706.8040.187364440204815821366955056789 | 1.3.6.1.4.1.14519.5.2.1.1706.8040.183911522424735690563817963301 | TCIA | 10.7937/K9/TCIA.2017.umz8dv6s
HNSCC-01-0127 | ORIGINAL | PT | 91 | 2000-03-05 | PET/CT HEAD&NECK CA IN | PET_AC_HEAD | 10 | GE MEDICAL SYSTEMS | Discovery RX | 41.04 | Positron Emission Tomography Image Storage | [9 empty] | FDG -- fluorodeoxyglucose | 646875456 | 6588 | 0.97 | CYLINDRICAL RING | 700\153 | RING | 700 | 1.3.6.1.4.1.14519.5.2.1.1706.8040.187364440204815821366955056789 | 1.3.6.1.4.1.14519.5.2.1.1706.8040.569608448654107759112299869278 | TCIA | 10.7937/K9/TCIA.2017.umz8dv6s
HNSCC-01-0127 | ORIGINAL | PT | 91 | 2000-03-05 | PET/CT HEAD&NECK CA IN | PET_NAC_HEAD | 11 | GE MEDICAL SYSTEMS | Discovery RX | 41.04 | Positron Emission Tomography Image Storage | [9 empty] | FDG -- fluorodeoxyglucose | 646875456 | 6588 | 0.97 | CYLINDRICAL RING | 700\153 | RING | 700 | 1.3.6.1.4.1.14519.5.2.1.1706.8040.187364440204815821366955056789 | 1.3.6.1.4.1.14519.5.2.1.1706.8040.940597959029724698801231588768 | TCIA | 10.7937/K9/TCIA.2017.umz8dv6s
HNSCC-01-0127 | NULL | RTPLAN | 1 | 2000-03-13 | RT SIMULATION | NULL | 1 | ADAC | Pinnacle3 | 9.8 | RT Plan Storage | [17 empty] | 1.3.6.1.4.1.14519.5.2.1.1706.8040.410062557661724386448450819879 | 1.3.6.1.4.1.14519.5.2.1.1706.8040.110879729017721623294768552902 | TCIA | 10.7937/K9/TCIA.2017.umz8dv6s
HNSCC-01-0127 | NULL | RTDOSE | 1 | 2000-03-13 | RT SIMULATION | NULL | 1 | ADAC | Pinnacle3 | 9.8 | RT Dose Storage | [17 empty] | 1.3.6.1.4.1.14519.5.2.1.1706.8040.410062557661724386448450819879 | 1.3.6.1.4.1.14519.5.2.1.1706.8040.164382539198542388968112794222 | TCIA | 10.7937/K9/TCIA.2017.umz8dv6s
HNSCC-01-0127 | NULL | RTSTRUCT | 1 | 2000-03-13 | RT SIMULATION | NULL | 1 | ADAC | Pinnacle3 | 9.8 | RT Structure Set Storage | [17 empty] | 1.3.6.1.4.1.14519.5.2.1.1706.8040.410062557661724386448450819879 | 1.3.6.1.4.1.14519.5.2.1.1706.8040.855106413757622136471767690906 | TCIA | 10.7937/K9/TCIA.2017.umz8dv6s
HNSCC-01-0127 | ORIGINAL | CT | 140 | 2000-03-13 | RT SIMULATION | NULL | 4 | Philips | Mx8000 IDT 16 | 4.2.1 | CT Image Storage | 120 | HELIX | 500 | 500 |  | 0 | CW | [10 empty] | 1.3.6.1.4.1.14519.5.2.1.1706.8040.410062557661724386448450819879 | 1.3.6.1.4.1.14519.5.2.1.1706.8040.111482763838171697633021364567 | TCIA | 10.7937/K9/TCIA.2017.umz8dv6s
HNSCC-01-0127 | ORIGINAL | PT | 223 | 2000-10-21 | PET/CT HEAD & NECK CA | PET_AC | 4 | GE MEDICAL SYSTEMS | Discovery STE | 41.04 | Positron Emission Tomography Image Storage | [9 empty] | FDG -- fluorodeoxyglucose | 645193856 | 6588 | 0.97 | CYLINDRICAL RING | 700\153 | RING | 700 | 1.3.6.1.4.1.14519.5.2.1.1706.8040.248794783879020789211808307014 | 1.3.6.1.4.1.14519.5.2.1.1706.8040.167706097986028741454983035540 | TCIA | 10.7937/K9/TCIA.2017.umz8dv6s
HNSCC-01-0127 | ORIGINAL | PT | 91 | 2000-10-21 | PET/CT HEAD & NECK CA | PET_NAC_HEAD | 11 | GE MEDICAL SYSTEMS | Discovery STE | 41.04 | Positron Emission Tomography Image Storage | [9 empty] | FDG -- fluorodeoxyglucose | 645193856 | 6588 | 0.97 | CYLINDRICAL RING | 700\153 | RING | 700 | 1.3.6.1.4.1.14519.5.2.1.1706.8040.248794783879020789211808307014 | 1.3.6.1.4.1.14519.5.2.1.1706.8040.227411322855859529639459532131 | TCIA | 10.7937/K9/TCIA.2017.umz8dv6s
HNSCC-01-0127 | ORIGINAL | PT | 223 | 2000-10-21 | PET/CT HEAD & NECK CA | PET_NAC | 5 | GE MEDICAL SYSTEMS | Discovery STE | 41.04 | Positron Emission Tomography Image Storage | [9 empty] | FDG -- fluorodeoxyglucose | 645193856 | 6588 | 0.97 | CYLINDRICAL RING | 700\153 | RING | 700 | 1.3.6.1.4.1.14519.5.2.1.1706.8040.248794783879020789211808307014 | 1.3.6.1.4.1.14519.5.2.1.1706.8040.246717370149875476098958560513 | TCIA | 10.7937/K9/TCIA.2017.umz8dv6s
HNSCC-01-0127 | ORIGINAL | PT | 91 | 2000-10-21 | PET/CT HEAD & NECK CA | PET_AC_HEAD | 10 | GE MEDICAL SYSTEMS | Discovery STE | 41.04 | Positron Emission Tomography Image Storage | [9 empty] | FDG -- fluorodeoxyglucose | 645193856 | 6588 | 0.97 | CYLINDRICAL RING | 700\153 | RING | 700 | 1.3.6.1.4.1.14519.5.2.1.1706.8040.248794783879020789211808307014 | 1.3.6.1.4.1.14519.5.2.1.1706.8040.280446330307202130151953466606 | TCIA | 10.7937/K9/TCIA.2017.umz8dv6s
HNSCC-01-0127 | ORIGINAL | CT | 223 | 2000-10-21 | PET/CT HEAD & NECK CA | CT Atten Cor Head IN | 2 | GE MEDICAL SYSTEMS | Discovery STE | pet_vct_hp.80 | CT Image Storage | 120 | HELICAL MODE | 500 | 500 | 949.075 | 0 | CW | 566 | 27.5 | [8 empty] | 1.3.6.1.4.1.14519.5.2.1.1706.8040.248794783879020789211808307014 | 1.3.6.1.4.1.14519.5.2.1.1706.8040.403468151079423558404801643706 | TCIA | 10.7937/K9/TCIA.2017.umz8dv6s
HNSCC-01-0128 | ORIGINAL | PT | 223 | 2000-04-03 | PET/CT HEAD&NECK CA IN | PET_AC 4MIN/BED | 4 | GE MEDICAL SYSTEMS | Discovery RX | 41.04 | Positron Emission Tomography Image Storage | [9 empty] | FDG -- fluorodeoxyglucose | 614152960 | 6588 | 0.97 | CYLINDRICAL RING | 700\153 | RING | 700 | 1.3.6.1.4.1.14519.5.2.1.1706.8040.205640153041411715576483974502 | 1.3.6.1.4.1.14519.5.2.1.1706.8040.147320186414614844079960567601 | TCIA | 10.7937/K9/TCIA.2017.umz8dv6s
HNSCC-01-0128 | ORIGINAL | PT | 91 | 2000-04-03 | PET/CT HEAD&NECK CA IN | PET_AC_HEAD | 5 | GE MEDICAL SYSTEMS | Discovery RX | 41.04 | Positron Emission Tomography Image Storage | [9 empty] | FDG -- fluorodeoxyglucose | 614152960 | 6588 | 0.97 | CYLINDRICAL RING | 700\153 | RING | 700 | 1.3.6.1.4.1.14519.5.2.1.1706.8040.878770110641174371071427326173 | 1.3.6.1.4.1.14519.5.2.1.1706.8040.275600665656111966315122073729 | TCIA | 10.7937/K9/TCIA.2017.umz8dv6s
HNSCC-01-0128 | ORIGINAL | PT | 91 | 2000-04-03 | PET/CT HEAD&NECK CA IN | PET_NAC_HEAD | 6 | GE MEDICAL SYSTEMS | Discovery RX | 41.04 | Positron Emission Tomography Image Storage | [9 empty] | FDG -- fluorodeoxyglucose | 614152960 | 6588 | 0.97 | CYLINDRICAL RING | 700\153 | RING | 700 | 1.3.6.1.4.1.14519.5.2.1.1706.8040.878770110641174371071427326173 | 1.3.6.1.4.1.14519.5.2.1.1706.8040.323720055228150538481109039196 | TCIA | 10.7937/K9/TCIA.2017.umz8dv6s
HNSCC-01-0128 | ORIGINAL | CT | 223 | 2000-04-03 | PET/CT HEAD&NECK CA IN | CT Atten Cor Head IN | 2 | GE MEDICAL SYSTEMS | Discovery RX | pet_vct_hp.80 | CT Image Storage | 120 | HELICAL MODE | 500 | 500 | 949.075 | 0 | CW | 566 | 27.5 | [8 empty] | 1.3.6.1.4.1.14519.5.2.1.1706.8040.205640153041411715576483974502 | 1.3.6.1.4.1.14519.5.2.1.1706.8040.400084692136713920847319921008 | TCIA | 10.7937/K9/TCIA.2017.umz8dv6s
HNSCC-01-0128 | ORIGINAL | PT | 223 | 2000-04-03 | PET/CT HEAD&NECK CA IN | PET_NAC | 5 | GE MEDICAL SYSTEMS | Discovery RX | 41.04 | Positron Emission Tomography Image Storage | [9 empty] | FDG -- fluorodeoxyglucose | 614152960 | 6588 | 0.97 | CYLINDRICAL RING | 700\153 | RING | 700 | 1.3.6.1.4.1.14519.5.2.1.1706.8040.205640153041411715576483974502 | 1.3.6.1.4.1.14519.5.2.1.1706.8040.801662500863405209051464599921 | TCIA | 10.7937/K9/TCIA.2017.umz8dv6s
HNSCC-01-0128 | NULL | RTSTRUCT | 1 | 2000-04-22 | RT SIMULATION | NULL | 1 | ADAC | Pinnacle3 | 9.8 | RT Structure Set Storage | [17 empty] | 1.3.6.1.4.1.14519.5.2.1.1706.8040.101062499763446497996451372502 | 1.3.6.1.4.1.14519.5.2.1.1706.8040.150793572927484441630137801160 | TCIA | 10.7937/K9/TCIA.2017.umz8dv6s
HNSCC-01-0128 | NULL | RTPLAN | 1 | 2000-04-22 | RT SIMULATION | NULL | 1 | ADAC | Pinnacle3 | 9.8 | RT Plan Storage | [17 empty] | 1.3.6.1.4.1.14519.5.2.1.1706.8040.101062499763446497996451372502 | 1.3.6.1.4.1.14519.5.2.1.1706.8040.320723180116401931756097045806 | TCIA | 10.7937/K9/TCIA.2017.umz8dv6s
HNSCC-01-0128 | NULL | RTDOSE | 1 | 2000-04-22 | RT SIMULATION | NULL | 1 | ADAC | Pinnacle3 | 9.8 | RT Dose Storage | [17 empty] | 1.3.6.1.4.1.14519.5.2.1.1706.8040.101062499763446497996451372502 | 1.3.6.1.4.1.14519.5.2.1.1706.8040.883242262996297572919331261157 | TCIA | 10.7937/K9/TCIA.2017.umz8dv6s
HNSCC-01-0128 | ORIGINAL | CT | 150 | 2000-04-22 | RT SIMULATION | NULL | NULL | Philips Medical Systems | PQ5000 | 4.9.1/5.0.2 | CT Image Storage | 130 |  | 480 | 480 |  | 0 | CC | [10 empty] | 1.3.6.1.4.1.14519.5.2.1.1706.8040.101062499763446497996451372502 | 1.3.6.1.4.1.14519.5.2.1.1706.8040.314415538509224103969642808858 | TCIA | 10.7937/K9/TCIA.2017.umz8dv6s
HNSCC-01-0128 | ORIGINAL | PT | 223 | 2000-08-09 | PET/CT HEAD & NECK CA | PET_NAC | 5 | GE MEDICAL SYSTEMS | Discovery STE | 41.04 | Positron Emission Tomography Image Storage | [9 empty] | FDG -- fluorodeoxyglucose | 571580032 | 6588 | 0.97 | CYLINDRICAL RING | 700\153 | RING | 700 | 1.3.6.1.4.1.14519.5.2.1.1706.8040.286434364888981913390547863357 | 1.3.6.1.4.1.14519.5.2.1.1706.8040.227028274025275090783311167941 | TCIA | 10.7937/K9/TCIA.2017.umz8dv6s
HNSCC-01-0128 | ORIGINAL | CT | 223 | 2000-08-09 | PET/CT HEAD & NECK CA | CT Atten Cor Head IN | 2 | GE MEDICAL SYSTEMS | Discovery STE | pet_vct_hp.80 | CT Image Storage | 120 | HELICAL MODE | 500 | 500 | 949.075 | 0 | CW | 566 | 27.5 | [8 empty] | 1.3.6.1.4.1.14519.5.2.1.1706.8040.286434364888981913390547863357 | 1.3.6.1.4.1.14519.5.2.1.1706.8040.233270603536331569463812616868 | TCIA | 10.7937/K9/TCIA.2017.umz8dv6s
HNSCC-01-0128 | ORIGINAL | PT | 91 | 2000-08-09 | PET/CT HEAD & NECK CA | PET_AC_HEAD | 10 | GE MEDICAL SYSTEMS | Discovery STE | 41.04 | Positron Emission Tomography Image Storage | [9 empty] | FDG -- fluorodeoxyglucose | 571580032 | 6588 | 0.97 | CYLINDRICAL RING | 700\153 | RING | 700 | 1.3.6.1.4.1.14519.5.2.1.1706.8040.286434364888981913390547863357 | 1.3.6.1.4.1.14519.5.2.1.1706.8040.260172371491169151944638828446 | TCIA | 10.7937/K9/TCIA.2017.umz8dv6s
HNSCC-01-0128 | ORIGINAL | PT | 91 | 2000-08-09 | PET/CT HEAD & NECK CA | PET_NAC_HEAD | 11 | GE MEDICAL SYSTEMS | Discovery STE | 41.04 | Positron Emission Tomography Image Storage | [9 empty] | FDG -- fluorodeoxyglucose | 571580032 | 6588 | 0.97 | CYLINDRICAL RING | 700\153 | RING | 700 | 1.3.6.1.4.1.14519.5.2.1.1706.8040.286434364888981913390547863357 | 1.3.6.1.4.1.14519.5.2.1.1706.8040.302064410818474336389185245543 | TCIA | 10.7937/K9/TCIA.2017.umz8dv6s
HNSCC-01-0128 | ORIGINAL | PT | 223 | 2000-08-09 | PET/CT HEAD & NECK CA | PET_AC | 4 | GE MEDICAL SYSTEMS | Discovery STE | 41.04 | Positron Emission Tomography Image Storage | [9 empty] | FDG -- fluorodeoxyglucose | 571580032 | 6588 | 0.97 | CYLINDRICAL RING | 700\153 | RING | 700 | 1.3.6.1.4.1.14519.5.2.1.1706.8040.286434364888981913390547863357 | 1.3.6.1.4.1.14519.5.2.1.1706.8040.630272090252002387580510796762 | TCIA | 10.7937/K9/TCIA.2017.umz8dv6s
HNSCC-01-0129 | ORIGINAL | PT | 91 | 2000-03-26 | PET/CT HEAD&NECK CA IN | PET_NAC_HEAD | 11 | GE MEDICAL SYSTEMS | Discovery RX | 41.04 | Positron Emission Tomography Image Storage | [9 empty] | FDG -- fluorodeoxyglucose | 570618176 | 6588 | 0.97 | CYLINDRICAL RING | 700\153 | RING | 700 | 1.3.6.1.4.1.14519.5.2.1.1706.8040.147411943356184783587414577354 | 1.3.6.1.4.1.14519.5.2.1.1706.8040.120885271533557222250051310268 | TCIA | 10.7937/K9/TCIA.2017.umz8dv6s
HNSCC-01-0129 | ORIGINAL | PT | 223 | 2000-03-26 | PET/CT HEAD&NECK CA IN | PET_NAC | 5 | GE MEDICAL SYSTEMS | Discovery RX | 41.04 | Positron Emission Tomography Image Storage | [9 empty] | FDG -- fluorodeoxyglucose | 570618176 | 6588 | 0.97 | CYLINDRICAL RING | 700\153 | RING | 700 | 1.3.6.1.4.1.14519.5.2.1.1706.8040.147411943356184783587414577354 | 1.3.6.1.4.1.14519.5.2.1.1706.8040.152202016221009133521731732196 | TCIA | 10.7937/K9/TCIA.2017.umz8dv6s
HNSCC-01-0129 | ORIGINAL | PT | 223 | 2000-03-26 | PET/CT HEAD&NECK CA IN | PET_AC 4MIN/BED | 4 | GE MEDICAL SYSTEMS | Discovery RX | 41.04 | Positron Emission Tomography Image Storage | [9 empty] | FDG -- fluorodeoxyglucose | 570618176 | 6588 | 0.97 | CYLINDRICAL RING | 700\153 | RING | 700 | 1.3.6.1.4.1.14519.5.2.1.1706.8040.147411943356184783587414577354 | 1.3.6.1.4.1.14519.5.2.1.1706.8040.204486928548879011012024706213 | TCIA | 10.7937/K9/TCIA.2017.umz8dv6s
HNSCC-01-0129 | ORIGINAL | PT | 91 | 2000-03-26 | PET/CT HEAD&NECK CA IN | PET_AC_HEAD | 10 | GE MEDICAL SYSTEMS | Discovery RX | 41.04 | Positron Emission Tomography Image Storage | [9 empty] | FDG -- fluorodeoxyglucose | 570618176 | 6588 | 0.97 | CYLINDRICAL RING | 700\153 | RING | 700 | 1.3.6.1.4.1.14519.5.2.1.1706.8040.147411943356184783587414577354 | 1.3.6.1.4.1.14519.5.2.1.1706.8040.247363353408096343930634322377 | TCIA | 10.7937/K9/TCIA.2017.umz8dv6s
HNSCC-01-0129 | ORIGINAL | CT | 223 | 2000-03-26 | PET/CT HEAD&NECK CA IN | CT Atten Cor Head IN | 2 | GE MEDICAL SYSTEMS | Discovery RX | pet_vct_hp.80 | CT Image Storage | 120 | HELICAL MODE | 500 | 500 | 949.075 | 0 | CW | 566 | 27.5 | [8 empty] | 1.3.6.1.4.1.14519.5.2.1.1706.8040.147411943356184783587414577354 | 1.3.6.1.4.1.14519.5.2.1.1706.8040.313903719204733094929775626889 | TCIA | 10.7937/K9/TCIA.2017.umz8dv6s
HNSCC-01-0129 | ORIGINAL | CT | 153 | 2000-04-22 | HEAD/NECK-DIR | NULL | NULL | Philips Medical Systems | PQ5000 | 4.9.1/5.0.2 | CT Image Storage | 130 |  | 480 | 480 |  | 0 | CC | [10 empty] | 1.3.6.1.4.1.14519.5.2.1.1706.8040.315273404516613327194703411368 | 1.3.6.1.4.1.14519.5.2.1.1706.8040.320994210045745286021136952523 | TCIA | 10.7937/K9/TCIA.2017.umz8dv6s
HNSCC-01-0129 | NULL | RTSTRUCT | 1 | 2000-04-22 | RT SIMULATION | NULL | 1 | ADAC | Pinnacle3 | 9.8 | RT Structure Set Storage | [17 empty] | 1.3.6.1.4.1.14519.5.2.1.1706.8040.173455875780021965326856265871 | 1.3.6.1.4.1.14519.5.2.1.1706.8040.186369234244630959588400176253 | TCIA | 10.7937/K9/TCIA.2017.umz8dv6s
HNSCC-01-0129 | NULL | RTDOSE | 1 | 2000-04-22 | RT SIMULATION | NULL | 1 | ADAC | Pinnacle3 | 9.8 | RT Dose Storage | [17 empty] | 1.3.6.1.4.1.14519.5.2.1.1706.8040.173455875780021965326856265871 | 1.3.6.1.4.1.14519.5.2.1.1706.8040.276270294103751991939179965737 | TCIA | 10.7937/K9/TCIA.2017.umz8dv6s
HNSCC-01-0129 | NULL | RTPLAN | 1 | 2000-04-22 | RT SIMULATION | NULL | 1 | ADAC | Pinnacle3 | 9.8 | RT Plan Storage | [17 empty] | 1.3.6.1.4.1.14519.5.2.1.1706.8040.173455875780021965326856265871 | 1.3.6.1.4.1.14519.5.2.1.1706.8040.281576731612997520086567095958 | TCIA | 10.7937/K9/TCIA.2017.umz8dv6s
HNSCC-01-0129 | ORIGINAL | CT | 147 | 2000-04-22 | RT SIMULATION | NULL | 10 | GE MEDICAL SYSTEMS | NULL | NULL | CT Image Storage | [17 empty] | 1.3.6.1.4.1.14519.5.2.1.1706.8040.173455875780021965326856265871 | 1.3.6.1.4.1.14519.5.2.1.1706.8040.703330630236645824851020460030 | TCIA | 10.7937/K9/TCIA.2017.umz8dv6s
HNSCC-01-0129 | ORIGINAL | PT | 91 | 2000-08-26 | PET/CT HEAD & NECK CA | PET_NAC_HEAD | 11 | GE MEDICAL SYSTEMS | Discovery STE | 41.04 | Positron Emission Tomography Image Storage | [9 empty] | FDG -- fluorodeoxyglucose | 661782720 | 6588 | 0.97 | CYLINDRICAL RING | 700\153 | RING | 700 | 1.3.6.1.4.1.14519.5.2.1.1706.8040.231793378517463998138330824647 | 1.3.6.1.4.1.14519.5.2.1.1706.8040.165152176386316667527698103469 | TCIA | 10.7937/K9/TCIA.2017.umz8dv6s
HNSCC-01-0129 | ORIGINAL | CT | 223 | 2000-08-26 | PET/CT HEAD & NECK CA | CT Atten Cor Head IN | 2 | GE MEDICAL SYSTEMS | Discovery STE | pet_vct_hp.80 | CT Image Storage | 120 | HELICAL MODE | 500 | 500 | 949.075 | 0 | CW | 566 | 27.5 | [8 empty] | 1.3.6.1.4.1.14519.5.2.1.1706.8040.231793378517463998138330824647 | 1.3.6.1.4.1.14519.5.2.1.1706.8040.220231385290734125100776221221 | TCIA | 10.7937/K9/TCIA.2017.umz8dv6s
HNSCC-01-0129 | ORIGINAL | PT | 223 | 2000-08-26 | PET/CT HEAD & NECK CA | PET_NAC | 5 | GE MEDICAL SYSTEMS | Discovery STE | 41.04 | Positron Emission Tomography Image Storage | [9 empty] | FDG -- fluorodeoxyglucose | 661782720 | 6588 | 0.97 | CYLINDRICAL RING | 700\153 | RING | 700 | 1.3.6.1.4.1.14519.5.2.1.1706.8040.231793378517463998138330824647 | 1.3.6.1.4.1.14519.5.2.1.1706.8040.328873449139620752600214886864 | TCIA | 10.7937/K9/TCIA.2017.umz8dv6s
HNSCC-01-0129 | ORIGINAL | PT | 91 | 2000-08-26 | PET/CT HEAD & NECK CA | PET_AC_HEAD | 10 | GE MEDICAL SYSTEMS | Discovery STE | 41.04 | Positron Emission Tomography Image Storage | [9 empty] | FDG -- fluorodeoxyglucose | 661782720 | 6588 | 0.97 | CYLINDRICAL RING | 700\153 | RING | 700 | 1.3.6.1.4.1.14519.5.2.1.1706.8040.231793378517463998138330824647 | 1.3.6.1.4.1.14519.5.2.1.1706.8040.479702627294161050305625780886 | TCIA | 10.7937/K9/TCIA.2017.umz8dv6s
HNSCC-01-0129 | ORIGINAL | PT | 223 | 2000-08-26 | PET/CT HEAD & NECK CA | PET_AC 4MIN_BED | 4 | GE MEDICAL SYSTEMS | Discovery STE | 41.04 | Positron Emission Tomography Image Storage | [9 empty] | FDG -- fluorodeoxyglucose | 661782720 | 6588 | 0.97 | CYLINDRICAL RING | 700\153 | RING | 700 | 1.3.6.1.4.1.14519.5.2.1.1706.8040.231793378517463998138330824647 | 1.3.6.1.4.1.14519.5.2.1.1706.8040.945502212258706329831114068372 | TCIA | 10.7937/K9/TCIA.2017.umz8dv6s
HNSCC-01-0130 | ORIGINAL | MR | 27 | 2000-03-25 | MRI ORB,FACE,AND/OR NECK W&W/O C | POST Axial T1 | 6 | GE MEDICAL SYSTEMS | SIGNA EXCITE | 12 | MR Image Storage | [17 empty] | 1.3.6.1.4.1.14519.5.2.1.1706.8040.676870944185665628199353835339 | 1.3.6.1.4.1.14519.5.2.1.1706.8040.234665478049753484963668419120 | TCIA | 10.7937/K9/TCIA.2017.umz8dv6s
HNSCC-01-0130 | ORIGINAL | CT | 223 | 2000-03-25 | PET/CT HEAD&NECK CA IN | CT Atten Cor Head IN | 2 | GE MEDICAL SYSTEMS | Discovery STE | pet_vct_hp.80 | CT Image Storage | 120 | HELICAL MODE | 500 | 500 | 949.075 | 0 | CW | 566 | 27.5 | [8 empty] | 1.3.6.1.4.1.14519.5.2.1.1706.8040.195393627079212074524917284763 | 1.3.6.1.4.1.14519.5.2.1.1706.8040.539445601846828575095671222644 | TCIA | 10.7937/K9/TCIA.2017.umz8dv6s
HNSCC-01-0130 | ORIGINAL | MR | 28 | 2000-05-22 | MRI ORB,FACE,AND/OR NECK W&W/O C | Ax T1 +C | 5 | GE MEDICAL SYSTEMS | SIGNA EXCITE | 12 | MR Image Storage | [17 empty] | 1.3.6.1.4.1.14519.5.2.1.1706.8040.164828927882163822593845631755 | 1.3.6.1.4.1.14519.5.2.1.1706.8040.265051104040232003786421140569 | TCIA | 10.7937/K9/TCIA.2017.umz8dv6s
HNSCC-01-0130 | NULL | RTDOSE | 1 | 2000-05-29 | RT SIMULATION | NULL | 1 | ADAC | Pinnacle3 | 9.8 | RT Dose Storage | [17 empty] | 1.3.6.1.4.1.14519.5.2.1.1706.8040.292505198457553092325771872920 | 1.3.6.1.4.1.14519.5.2.1.1706.8040.116088277447455432546947084985 | TCIA | 10.7937/K9/TCIA.2017.umz8dv6s
HNSCC-01-0130 | NULL | RTPLAN | 1 | 2000-05-29 | RT SIMULATION | NULL | 1 | ADAC | Pinnacle3 | 9.8 | RT Plan Storage | [17 empty] | 1.3.6.1.4.1.14519.5.2.1.1706.8040.292505198457553092325771872920 | 1.3.6.1.4.1.14519.5.2.1.1706.8040.176831441656724921865510534461 | TCIA | 10.7937/K9/TCIA.2017.umz8dv6s
HNSCC-01-0130 | NULL | RTSTRUCT | 1 | 2000-05-29 | RT SIMULATION | NULL | 1 | ADAC | Pinnacle3 | 9.8 | RT Structure Set Storage | [17 empty] | 1.3.6.1.4.1.14519.5.2.1.1706.8040.292505198457553092325771872920 | 1.3.6.1.4.1.14519.5.2.1.1706.8040.241658462674144796141546232025 | TCIA | 10.7937/K9/TCIA.2017.umz8dv6s
HNSCC-01-0130 | ORIGINAL | CT | 150 | 2000-05-29 | RT SIMULATION | NULL | NULL | Philips Medical Systems | PQ5000 | 4.9.1/5.0.2 | CT Image Storage | 130 |  | 480 | 480 |  | 0 | CC | [10 empty] | 1.3.6.1.4.1.14519.5.2.1.1706.8040.292505198457553092325771872920 | 1.3.6.1.4.1.14519.5.2.1.1706.8040.609843741322706883965752714993 | TCIA | 10.7937/K9/TCIA.2017.umz8dv6s
HNSCC-01-0130 | ORIGINAL | PT | 207 | 2001-11-03 | PET/CT HEAD & NECK CA | pet_ac_3d | 5 | GE MEDICAL SYSTEMS | Discovery RX | 41.04 | Positron Emission Tomography Image Storage | [9 empty] | FDG -- fluorodeoxyglucose | 347231616 | 6588 | 0.97 | CYLINDRICAL RING | 700\153 | NONE | 700 | 1.3.6.1.4.1.14519.5.2.1.1706.8040.723845615248334661348591134151 | 1.3.6.1.4.1.14519.5.2.1.1706.8040.123198753487688489692803094165 | TCIA | 10.7937/K9/TCIA.2017.umz8dv6s
HNSCC-01-0130 | ORIGINAL | CT | 127 | 2001-11-03 | PET/CT HEAD & NECK CA | CT Atten Cor H&N | 7 | GE MEDICAL SYSTEMS | Discovery RX | 07MWHL36.4 | CT Image Storage | 100 | HELICAL MODE | 500 | 500 | 949.075 | 0 | CW | 566 | 27.5 | [8 empty] | 1.3.6.1.4.1.14519.5.2.1.1706.8040.723845615248334661348591134151 | 1.3.6.1.4.1.14519.5.2.1.1706.8040.143044006546523741737416006863 | TCIA | 10.7937/K9/TCIA.2017.umz8dv6s
HNSCC-01-0130 | ORIGINAL | CT | 1 | 2001-11-03 | PET/CT HEAD & NECK CA | CT SCOUT H&N | 6 | GE MEDICAL SYSTEMS | Discovery RX | 07MWHL36.4 | CT Image Storage | 80 | SCOUT MODE | 500 |  | 949.075 | 0 | CW | 4072 | [9 empty] | 1.3.6.1.4.1.14519.5.2.1.1706.8040.723845615248334661348591134151 | 1.3.6.1.4.1.14519.5.2.1.1706.8040.174614120802296997293610084735 | TCIA | 10.7937/K9/TCIA.2017.umz8dv6s
HNSCC-01-0130 | ORIGINAL | PT | 127 | 2001-11-03 | PET/CT HEAD & NECK CA | PET_NO AC 3DIR | 10 | GE MEDICAL SYSTEMS | Discovery RX | 41.04 | Positron Emission Tomography Image Storage | [9 empty] | FDG -- fluorodeoxyglucose | 347231616 | 6588 | 0.97 | CYLINDRICAL RING | 700\153 | NONE | 700 | 1.3.6.1.4.1.14519.5.2.1.1706.8040.723845615248334661348591134151 | 1.3.6.1.4.1.14519.5.2.1.1706.8040.182409819938610335053607661986 | TCIA | 10.7937/K9/TCIA.2017.umz8dv6s
HNSCC-01-0130 | ORIGINAL | CT | 1 | 2001-11-03 | PET/CT HEAD & NECK CA | CT SCOUT HEAD IN | 1 | GE MEDICAL SYSTEMS | Discovery RX | 07MWHL36.4 | CT Image Storage | 120 | SCOUT MODE | 500 |  | 949.075 | 0 | CW | 9070 | [9 empty] | 1.3.6.1.4.1.14519.5.2.1.1706.8040.723845615248334661348591134151 | 1.3.6.1.4.1.14519.5.2.1.1706.8040.200796012867506277277396429087 | TCIA | 10.7937/K9/TCIA.2017.umz8dv6s
HNSCC-01-0130 | ORIGINAL | PT | 127 | 2001-11-03 | PET/CT HEAD & NECK CA | pet_ac_3d | 11 | GE MEDICAL SYSTEMS | Discovery RX | 41.04 | Positron Emission Tomography Image Storage | [9 empty] | FDG -- fluorodeoxyglucose | 347231616 | 6588 | 0.97 | CYLINDRICAL RING | 700\153 | NONE | 700 | 1.3.6.1.4.1.14519.5.2.1.1706.8040.723845615248334661348591134151 | 1.3.6.1.4.1.14519.5.2.1.1706.8040.203736532142116269347173759295 | TCIA | 10.7937/K9/TCIA.2017.umz8dv6s
HNSCC-01-0130 | ORIGINAL | PT | 207 | 2001-11-03 | PET/CT HEAD & NECK CA | PET_NO AC 3DIR | 4 | GE MEDICAL SYSTEMS | Discovery RX | 41.04 | Positron Emission Tomography Image Storage | [9 empty] | FDG -- fluorodeoxyglucose | 347231616 | 6588 | 0.97 | CYLINDRICAL RING | 700\153 | NONE | 700 | 1.3.6.1.4.1.14519.5.2.1.1706.8040.723845615248334661348591134151 | 1.3.6.1.4.1.14519.5.2.1.1706.8040.297845434016294341164314712603 | TCIA | 10.7937/K9/TCIA.2017.umz8dv6s
HNSCC-01-0130 | ORIGINAL | CT | 207 | 2001-11-03 | PET/CT HEAD & NECK CA | CT Atten soft | 2 | GE MEDICAL SYSTEMS | Discovery RX | 07MWHL36.4 | CT Image Storage | 120 | HELICAL MODE | 500 | 500 | 949.075 | 0 | CW | 566 | 27.5 | [8 empty] | 1.3.6.1.4.1.14519.5.2.1.1706.8040.723845615248334661348591134151 | 1.3.6.1.4.1.14519.5.2.1.1706.8040.306484755250553269722774215687 | TCIA | 10.7937/K9/TCIA.2017.umz8dv6s
HNSCC-01-0130 | ORIGINAL | CT | 165 | 2001-11-03 | PET/CT HEAD & NECK CA | CT H&N Zoom | 8 | GE MEDICAL SYSTEMS | Discovery RX | 07MWHL36.4 | CT Image Storage | 100 | HELICAL MODE | 500 | 250 | 949.075 | 0 | CW | 530 | 27.5 | [8 empty] | 1.3.6.1.4.1.14519.5.2.1.1706.8040.723845615248334661348591134151 | 1.3.6.1.4.1.14519.5.2.1.1706.8040.327740662315728387877268550869 | TCIA | 10.7937/K9/TCIA.2017.umz8dv6s
HNSCC-01-0130 | ORIGINAL | CT | 165 | 2001-11-03 | PET/CT HEAD & NECK CA | Recon 3: CT Atten Cor H&N | 9 | GE MEDICAL SYSTEMS | Discovery RX | 07MWHL36.4 | CT Image Storage | 100 | HELICAL MODE | 500 | 250 | 949.075 | 0 | CW | 530 | 27.5 | [8 empty] | 1.3.6.1.4.1.14519.5.2.1.1706.8040.723845615248334661348591134151 | 1.3.6.1.4.1.14519.5.2.1.1706.8040.335949698590789681712763312865 | TCIA | 10.7937/K9/TCIA.2017.umz8dv6s
HNSCC-01-0130 | ORIGINAL | CT | 207 | 2001-11-03 | PET/CT HEAD & NECK CA | CT Atten Lung | 3 | GE MEDICAL SYSTEMS | Discovery RX | 07MWHL36.4 | CT Image Storage | 120 | HELICAL MODE | 500 | 500 | 949.075 | 0 | CW | 566 | 27.5 | [8 empty] | 1.3.6.1.4.1.14519.5.2.1.1706.8040.723845615248334661348591134151 | 1.3.6.1.4.1.14519.5.2.1.1706.8040.521957892359208243548196642238 | TCIA | 10.7937/K9/TCIA.2017.umz8dv6s
HNSCC-01-0131 | NULL | RTPLAN | 1 | 2000-04-10 | RT SIMULATION | NULL | 1 | ADAC | Pinnacle3 | 9.8 | RT Plan Storage | [17 empty] | 1.3.6.1.4.1.14519.5.2.1.1706.8040.151191435797484681232082373540 | 1.3.6.1.4.1.14519.5.2.1.1706.8040.114353892340517691632193784658 | TCIA | 10.7937/K9/TCIA.2017.umz8dv6s
HNSCC-01-0131 | NULL | RTDOSE | 1 | 2000-04-10 | RT SIMULATION | NULL | 1 | ADAC | Pinnacle3 | 9.8 | RT Dose Storage | [17 empty] | 1.3.6.1.4.1.14519.5.2.1.1706.8040.151191435797484681232082373540 | 1.3.6.1.4.1.14519.5.2.1.1706.8040.187743936064483247113610989533 | TCIA | 10.7937/K9/TCIA.2017.umz8dv6s
HNSCC-01-0131 | NULL | RTSTRUCT | 1 | 2000-04-10 | RT SIMULATION | NULL | 1 | ADAC | Pinnacle3 | 9.8 | RT Structure Set Storage | [17 empty] | 1.3.6.1.4.1.14519.5.2.1.1706.8040.151191435797484681232082373540 | 1.3.6.1.4.1.14519.5.2.1.1706.8040.190217177445517226193085373093 | TCIA | 10.7937/K9/TCIA.2017.umz8dv6s
HNSCC-01-0131 | ORIGINAL | CT | 136 | 2000-04-10 | RT SIMULATION | NULL | 4 | Philips | Mx8000 IDT 16 | 4.2.1 | CT Image Storage | 120 | HELIX | 500 | 500 |  | 0 | CW | [10 empty] | 1.3.6.1.4.1.14519.5.2.1.1706.8040.151191435797484681232082373540 | 1.3.6.1.4.1.14519.5.2.1.1706.8040.235905297745013816331412447579 | TCIA | 10.7937/K9/TCIA.2017.umz8dv6s
HNSCC-01-0131 | ORIGINAL | CT | 223 | 2000-04-22 | PET CT SKULL TO MID-TH | CT Atten Cor Head In | 2 | GE MEDICAL SYSTEMS | Discovery ST | LightSpeedverrel | CT Image Storage | 120 | HELICAL MODE | 500 | 500 | 949.075 | 0 | CW | 675 | [9 empty] | 1.3.6.1.4.1.14519.5.2.1.1706.8040.517815210950349334908637958298 | 1.3.6.1.4.1.14519.5.2.1.1706.8040.135524696804207944536184701698 | TCIA | 10.7937/K9/TCIA.2017.umz8dv6s
HNSCC-01-0131 | ORIGINAL | PT | 223 | 2000-04-22 | PET CT SKULL TO MID-TH | No AC Recon | 2 | GE MEDICAL SYSTEMS | Discovery ST | 36.14 | Positron Emission Tomography Image Storage | [9 empty] | FDG -- fluorodeoxyglucose | 702097472 | 6588 | 0.97 | CYLINDRICAL RING | 700\157 | RING | 700 | 1.3.6.1.4.1.14519.5.2.1.1706.8040.517815210950349334908637958298 | 1.3.6.1.4.1.14519.5.2.1.1706.8040.337779141456821016701436920031 | TCIA | 10.7937/K9/TCIA.2017.umz8dv6s
HNSCC-01-0131 | ORIGINAL | PT | 223 | 2000-04-22 | PET CT SKULL TO MID-TH | PET AC | 1 | GE MEDICAL SYSTEMS | Discovery ST | 36.14 | Positron Emission Tomography Image Storage | [9 empty] | FDG -- fluorodeoxyglucose | 702097472 | 6588 | 0.97 | CYLINDRICAL RING | 700\157 | RING | 700 | 1.3.6.1.4.1.14519.5.2.1.1706.8040.517815210950349334908637958298 | 1.3.6.1.4.1.14519.5.2.1.1706.8040.938200054632096451816159599854 | TCIA | 10.7937/K9/TCIA.2017.umz8dv6s
HNSCC-01-0131 | ORIGINAL | PT | 223 | 2000-09-05 | PET/CT HEAD & NECK CA | PET_NAC | 5 | GE MEDICAL SYSTEMS | Discovery STE | 41.04 | Positron Emission Tomography Image Storage | [9 empty] | FDG -- fluorodeoxyglucose | 654047872 | 6588 | 0.97 | CYLINDRICAL RING | 700\153 | RING | 700 | 1.3.6.1.4.1.14519.5.2.1.1706.8040.325266542173182271836957377223 | 1.3.6.1.4.1.14519.5.2.1.1706.8040.124789506228431817028138102229 | TCIA | 10.7937/K9/TCIA.2017.umz8dv6s
HNSCC-01-0131 | ORIGINAL | PT | 223 | 2000-09-05 | PET/CT HEAD & NECK CA | PET_AC | 4 | GE MEDICAL SYSTEMS | Discovery STE | 41.04 | Positron Emission Tomography Image Storage | [9 empty] | FDG -- fluorodeoxyglucose | 654047872 | 6588 | 0.97 | CYLINDRICAL RING | 700\153 | RING | 700 | 1.3.6.1.4.1.14519.5.2.1.1706.8040.325266542173182271836957377223 | 1.3.6.1.4.1.14519.5.2.1.1706.8040.146886516130472264771949307204 | TCIA | 10.7937/K9/TCIA.2017.umz8dv6s
HNSCC-01-0131 | ORIGINAL | PT | 91 | 2000-09-05 | PET/CT HEAD & NECK CA | PET_NAC_HEAD | 11 | GE MEDICAL SYSTEMS | Discovery STE | 41.04 | Positron Emission Tomography Image Storage | [9 empty] | FDG -- fluorodeoxyglucose | 654047872 | 6588 | 0.97 | CYLINDRICAL RING | 700\153 | RING | 700 | 1.3.6.1.4.1.14519.5.2.1.1706.8040.325266542173182271836957377223 | 1.3.6.1.4.1.14519.5.2.1.1706.8040.230661470987878266672395804040 | TCIA | 10.7937/K9/TCIA.2017.umz8dv6s
HNSCC-01-0131 | ORIGINAL | CT | 223 | 2000-09-05 | PET/CT HEAD & NECK CA | CT Atten Cor Head IN | 2 | GE MEDICAL SYSTEMS | Discovery STE | pet_vct_hp.80 | CT Image Storage | 120 | HELICAL MODE | 500 | 500 | 949.075 | 0 | CW | 566 | 27.5 | [8 empty] | 1.3.6.1.4.1.14519.5.2.1.1706.8040.325266542173182271836957377223 | 1.3.6.1.4.1.14519.5.2.1.1706.8040.265580441523740843977843647052 | TCIA | 10.7937/K9/TCIA.2017.umz8dv6s
HNSCC-01-0131 | ORIGINAL | PT | 91 | 2000-09-05 | PET/CT HEAD & NECK CA | PET_AC_HEAD | 10 | GE MEDICAL SYSTEMS | Discovery STE | 41.04 | Positron Emission Tomography Image Storage | [9 empty] | FDG -- fluorodeoxyglucose | 654047872 | 6588 | 0.97 | CYLINDRICAL RING | 700\153 | RING | 700 | 1.3.6.1.4.1.14519.5.2.1.1706.8040.325266542173182271836957377223 | 1.3.6.1.4.1.14519.5.2.1.1706.8040.302684763898867606588544284033 | TCIA | 10.7937/K9/TCIA.2017.umz8dv6s
HNSCC-01-0132 | ORIGINAL | PT | 135 | 2000-05-08 | PET,HEAD&NECK CA INIT | PET AC rad onc | 1 | GE MEDICAL SYSTEMS | Discovery ST | 36.14 | Positron Emission Tomography Image Storage | [9 empty] | FDG -- fluorodeoxyglucose | 634656064 | 6588 | 0.97 | CYLINDRICAL RING | 700\157 | RING | 500 | 1.3.6.1.4.1.14519.5.2.1.1706.8040.252490807039273950290436277276 | 1.3.6.1.4.1.14519.5.2.1.1706.8040.102191641971601009046799857934 | TCIA | 10.7937/K9/TCIA.2017.umz8dv6s
HNSCC-01-0132 | ORIGINAL | PT | 135 | 2000-05-08 | PET,HEAD&NECK CA INIT | No AC Recon H&N | 2 | GE MEDICAL SYSTEMS | Discovery ST | 36.14 | Positron Emission Tomography Image Storage | [9 empty] | FDG -- fluorodeoxyglucose | 634656064 | 6588 | 0.97 | CYLINDRICAL RING | 700\157 | RING | 700 | 1.3.6.1.4.1.14519.5.2.1.1706.8040.252490807039273950290436277276 | 1.3.6.1.4.1.14519.5.2.1.1706.8040.221704869869939531206573287125 | TCIA | 10.7937/K9/TCIA.2017.umz8dv6s
HNSCC-01-0132 | ORIGINAL | PT | 135 | 2000-05-08 | PET,HEAD&NECK CA INIT | PET AC H&N | 3 | GE MEDICAL SYSTEMS | Discovery ST | 36.14 | Positron Emission Tomography Image Storage | [9 empty] | FDG -- fluorodeoxyglucose | 634656064 | 6588 | 0.97 | CYLINDRICAL RING | 700\157 | RING | 700 | 1.3.6.1.4.1.14519.5.2.1.1706.8040.252490807039273950290436277276 | 1.3.6.1.4.1.14519.5.2.1.1706.8040.265553815677621881103326889374 | TCIA | 10.7937/K9/TCIA.2017.umz8dv6s
HNSCC-01-0132 | ORIGINAL | CT | 223 | 2000-05-08 | PET,HEAD&NECK CA INIT | CT Atten Cor Head In | 2 | GE MEDICAL SYSTEMS | Discovery ST | LightSpeedverrel | CT Image Storage | 120 | HELICAL MODE | 500 | 500 | 949.075 | 0 | CW | 675 | [9 empty] | 1.3.6.1.4.1.14519.5.2.1.1706.8040.163707128308748068036043816406 | 1.3.6.1.4.1.14519.5.2.1.1706.8040.273926942803379724762770055236 | TCIA | 10.7937/K9/TCIA.2017.umz8dv6s
HNSCC-01-0132 | ORIGINAL | PT | 223 | 2000-05-08 | PET,HEAD&NECK CA INIT | PET AC | 1 | GE MEDICAL SYSTEMS | Discovery ST | 36.14 | Positron Emission Tomography Image Storage | [9 empty] | FDG -- fluorodeoxyglucose | 634656064 | 6588 | 0.97 | CYLINDRICAL RING | 700\157 | RING | 700 | 1.3.6.1.4.1.14519.5.2.1.1706.8040.163707128308748068036043816406 | 1.3.6.1.4.1.14519.5.2.1.1706.8040.434795759294170789254737442030 | TCIA | 10.7937/K9/TCIA.2017.umz8dv6s
HNSCC-01-0132 | ORIGINAL | PT | 223 | 2000-05-08 | PET,HEAD&NECK CA INIT | No AC Recon | 2 | GE MEDICAL SYSTEMS | Discovery ST | 36.14 | Positron Emission Tomography Image Storage | [9 empty] | FDG -- fluorodeoxyglucose | 634656064 | 6588 | 0.97 | CYLINDRICAL RING | 700\157 | RING | 700 | 1.3.6.1.4.1.14519.5.2.1.1706.8040.163707128308748068036043816406 | 1.3.6.1.4.1.14519.5.2.1.1706.8040.580495596644712396540105185759 | TCIA | 10.7937/K9/TCIA.2017.umz8dv6s
HNSCC-01-0132 | NULL | RTDOSE | 1 | 2000-05-08 | RT SIMULATION | NULL | 1 | ADAC | Pinnacle3 | 9.8 | RT Dose Storage | [17 empty] | 1.3.6.1.4.1.14519.5.2.1.1706.8040.252490807039273950290436277276 | 1.3.6.1.4.1.14519.5.2.1.1706.8040.102198156014519496294024409784 | TCIA | 10.7937/K9/TCIA.2017.umz8dv6s
HNSCC-01-0132 | NULL | RTSTRUCT | 1 | 2000-05-08 | RT SIMULATION | NULL | 1 | ADAC | Pinnacle3 | 9.8 | RT Structure Set Storage | [17 empty] | 1.3.6.1.4.1.14519.5.2.1.1706.8040.252490807039273950290436277276 | 1.3.6.1.4.1.14519.5.2.1.1706.8040.167902040661447145397838902361 | TCIA | 10.7937/K9/TCIA.2017.umz8dv6s
HNSCC-01-0132 | NULL | RTPLAN | 1 | 2000-05-08 | RT SIMULATION | NULL | 1 | ADAC | Pinnacle3 | 9.8 | RT Plan Storage | [17 empty] | 1.3.6.1.4.1.14519.5.2.1.1706.8040.252490807039273950290436277276 | 1.3.6.1.4.1.14519.5.2.1.1706.8040.232562374568030607564245848486 | TCIA | 10.7937/K9/TCIA.2017.umz8dv6s
HNSCC-01-0132 | ORIGINAL | CT | 176 | 2000-05-08 | RT SIMULATION | NULL | 4 | GE MEDICAL SYSTEMS | Discovery ST | LightSpeedverrel | CT Image Storage | 100 | HELICAL MODE | 500 | 500 | 949.075 | 0 | CW | 641 | [9 empty] | 1.3.6.1.4.1.14519.5.2.1.1706.8040.252490807039273950290436277276 | 1.3.6.1.4.1.14519.5.2.1.1706.8040.403681063444319325564680604643 | TCIA | 10.7937/K9/TCIA.2017.umz8dv6s
HNSCC-01-0132 | ORIGINAL | PT | 91 | 2000-09-27 | PET/CT HEAD & NECK CA | PET_NAC_HEAD | 11 | GE MEDICAL SYSTEMS | Discovery STE | 41.04 | Positron Emission Tomography Image Storage | [9 empty] | FDG -- fluorodeoxyglucose | 716283904 | 6588 | 0.97 | CYLINDRICAL RING | 700\153 | RING | 700 | 1.3.6.1.4.1.14519.5.2.1.1706.8040.310026886830630459686204765460 | 1.3.6.1.4.1.14519.5.2.1.1706.8040.145525636675047793813562465845 | TCIA | 10.7937/K9/TCIA.2017.umz8dv6s
HNSCC-01-0132 | ORIGINAL | PT | 223 | 2000-09-27 | PET/CT HEAD & NECK CA | PET_AC | 4 | GE MEDICAL SYSTEMS | Discovery STE | 41.04 | Positron Emission Tomography Image Storage | [9 empty] | FDG -- fluorodeoxyglucose | 716283904 | 6588 | 0.97 | CYLINDRICAL RING | 700\153 | RING | 700 | 1.3.6.1.4.1.14519.5.2.1.1706.8040.310026886830630459686204765460 | 1.3.6.1.4.1.14519.5.2.1.1706.8040.218637756520274243584394167257 | TCIA | 10.7937/K9/TCIA.2017.umz8dv6s
HNSCC-01-0132 | ORIGINAL | PT | 91 | 2000-09-27 | PET/CT HEAD & NECK CA | PET_AC_HEAD | 10 | GE MEDICAL SYSTEMS | Discovery STE | 41.04 | Positron Emission Tomography Image Storage | [9 empty] | FDG -- fluorodeoxyglucose | 716283904 | 6588 | 0.97 | CYLINDRICAL RING | 700\153 | RING | 700 | 1.3.6.1.4.1.14519.5.2.1.1706.8040.310026886830630459686204765460 | 1.3.6.1.4.1.14519.5.2.1.1706.8040.307099002633999567757569515343 | TCIA | 10.7937/K9/TCIA.2017.umz8dv6s
HNSCC-01-0132 | ORIGINAL | PT | 223 | 2000-09-27 | PET/CT HEAD & NECK CA | PET_NAC | 5 | GE MEDICAL SYSTEMS | Discovery STE | 41.04 | Positron Emission Tomography Image Storage | [9 empty] | FDG -- fluorodeoxyglucose | 716283904 | 6588 | 0.97 | CYLINDRICAL RING | 700\153 | RING | 700 | 1.3.6.1.4.1.14519.5.2.1.1706.8040.310026886830630459686204765460 | 1.3.6.1.4.1.14519.5.2.1.1706.8040.622746285148131187847644857537 | TCIA | 10.7937/K9/TCIA.2017.umz8dv6s
HNSCC-01-0132 | ORIGINAL | CT | 223 | 2000-09-27 | PET/CT HEAD & NECK CA | CT Atten Cor Head IN | 2 | GE MEDICAL SYSTEMS | Discovery STE | pet_vct_hp.80 | CT Image Storage | 120 | HELICAL MODE | 500 | 500 | 949.075 | 0 | CW | 566 | 27.5 | [8 empty] | 1.3.6.1.4.1.14519.5.2.1.1706.8040.310026886830630459686204765460 | 1.3.6.1.4.1.14519.5.2.1.1706.8040.637090182302827156927578109414 | TCIA | 10.7937/K9/TCIA.2017.umz8dv6s
HNSCC-01-0133 | NULL | RTPLAN | 1 | 2000-05-06 | RT SIMULATION | NULL | 1 | ADAC | Pinnacle3 | 9.8 | RT Plan Storage | [17 empty] | 1.3.6.1.4.1.14519.5.2.1.1706.8040.203252141414252864389513784479 | 1.3.6.1.4.1.14519.5.2.1.1706.8040.150822129545036410790699177714 | TCIA | 10.7937/K9/TCIA.2017.umz8dv6s
HNSCC-01-0133 | NULL | RTDOSE | 1 | 2000-05-06 | RT SIMULATION | NULL | 1 | ADAC | Pinnacle3 | 9.8 | RT Dose Storage | [17 empty] | 1.3.6.1.4.1.14519.5.2.1.1706.8040.203252141414252864389513784479 | 1.3.6.1.4.1.14519.5.2.1.1706.8040.315858659972592228419579663143 | TCIA | 10.7937/K9/TCIA.2017.umz8dv6s
HNSCC-01-0133 | NULL | RTSTRUCT | 1 | 2000-05-06 | RT SIMULATION | NULL | 1 | ADAC | Pinnacle3 | 9.8 | RT Structure Set Storage | [17 empty] | 1.3.6.1.4.1.14519.5.2.1.1706.8040.203252141414252864389513784479 | 1.3.6.1.4.1.14519.5.2.1.1706.8040.904180064461486650046418413652 | TCIA | 10.7937/K9/TCIA.2017.umz8dv6s
HNSCC-01-0133 | ORIGINAL | CT | 162 | 2000-05-06 | RT SIMULATION | NULL | 6 | Philips | Mx8000 IDT 16 | 4.2.1 | CT Image Storage | 120 | HELIX | 500 | 500 |  | 0 | CW | [10 empty] | 1.3.6.1.4.1.14519.5.2.1.1706.8040.203252141414252864389513784479 | 1.3.6.1.4.1.14519.5.2.1.1706.8040.240156511285613943776990665010 | TCIA | 10.7937/K9/TCIA.2017.umz8dv6s
HNSCC-01-0133 | ORIGINAL | PT | 91 | 2000-05-13 | PET/CT HEAD&NECK CA IN | PET_NAC_HEAD | 11 | GE MEDICAL SYSTEMS | Discovery RX | 41.04 | Positron Emission Tomography Image Storage | [9 empty] | FDG -- fluorodeoxyglucose | 579583104 | 6588 | 0.97 | CYLINDRICAL RING | 700\153 | RING | 700 | 1.3.6.1.4.1.14519.5.2.1.1706.8040.304451650125489306055522063418 | 1.3.6.1.4.1.14519.5.2.1.1706.8040.122282547286346742020406709882 | TCIA | 10.7937/K9/TCIA.2017.umz8dv6s
HNSCC-01-0133 | ORIGINAL | PT | 91 | 2000-05-13 | PET/CT HEAD&NECK CA IN | PET_AC_HEAD | 10 | GE MEDICAL SYSTEMS | Discovery RX | 41.04 | Positron Emission Tomography Image Storage | [9 empty] | FDG -- fluorodeoxyglucose | 579583104 | 6588 | 0.97 | CYLINDRICAL RING | 700\153 | RING | 700 | 1.3.6.1.4.1.14519.5.2.1.1706.8040.304451650125489306055522063418 | 1.3.6.1.4.1.14519.5.2.1.1706.8040.125971057203085320296127711565 | TCIA | 10.7937/K9/TCIA.2017.umz8dv6s
HNSCC-01-0133 | ORIGINAL | PT | 223 | 2000-05-13 | PET/CT HEAD&NECK CA IN | PET_NAC | 5 | GE MEDICAL SYSTEMS | Discovery RX | 41.04 | Positron Emission Tomography Image Storage | [9 empty] | FDG -- fluorodeoxyglucose | 579583104 | 6588 | 0.97 | CYLINDRICAL RING | 700\153 | RING | 700 | 1.3.6.1.4.1.14519.5.2.1.1706.8040.304451650125489306055522063418 | 1.3.6.1.4.1.14519.5.2.1.1706.8040.366661886965257008424913173011 | TCIA | 10.7937/K9/TCIA.2017.umz8dv6s
HNSCC-01-0133 | ORIGINAL | CT | 223 | 2000-05-13 | PET/CT HEAD&NECK CA IN | CT Atten Cor Head IN | 2 | GE MEDICAL SYSTEMS | Discovery RX | pet_vct_hp.80 | CT Image Storage | 120 | HELICAL MODE | 500 | 500 | 949.075 | 0 | CW | 566 | 27.5 | [8 empty] | 1.3.6.1.4.1.14519.5.2.1.1706.8040.304451650125489306055522063418 | 1.3.6.1.4.1.14519.5.2.1.1706.8040.369660008554714125018149517848 | TCIA | 10.7937/K9/TCIA.2017.umz8dv6s
HNSCC-01-0133 | ORIGINAL | PT | 223 | 2000-05-13 | PET/CT HEAD&NECK CA IN | PET_AC | 4 | GE MEDICAL SYSTEMS | Discovery RX | 41.04 | Positron Emission Tomography Image Storage | [9 empty] | FDG -- fluorodeoxyglucose | 579583104 | 6588 | 0.97 | CYLINDRICAL RING | 700\153 | RING | 700 | 1.3.6.1.4.1.14519.5.2.1.1706.8040.304451650125489306055522063418 | 1.3.6.1.4.1.14519.5.2.1.1706.8040.812484903220214182764490981641 | TCIA | 10.7937/K9/TCIA.2017.umz8dv6s
HNSCC-01-0133 | ORIGINAL | CT | 223 | 2000-08-27 | PET/CT HEAD & NECK CA | CT Atten Cor Head IN | 2 | GE MEDICAL SYSTEMS | Discovery RX | pet_vct_hp.80 | CT Image Storage | 120 | HELICAL MODE | 500 | 500 | 949.075 | 0 | CW | 566 | 27.5 | [8 empty] | 1.3.6.1.4.1.14519.5.2.1.1706.8040.173983138484913910429973402054 | 1.3.6.1.4.1.14519.5.2.1.1706.8040.114150573909939154612442418718 | TCIA | 10.7937/K9/TCIA.2017.umz8dv6s
HNSCC-01-0133 | ORIGINAL | PT | 223 | 2000-08-27 | PET/CT HEAD & NECK CA | PET_AC | 4 | GE MEDICAL SYSTEMS | Discovery RX | 41.04 | Positron Emission Tomography Image Storage | [9 empty] | FDG -- fluorodeoxyglucose | 663272192 | 6588 | 0.97 | CYLINDRICAL RING | 700\153 | RING | 700 | 1.3.6.1.4.1.14519.5.2.1.1706.8040.173983138484913910429973402054 | 1.3.6.1.4.1.14519.5.2.1.1706.8040.173186980253590228345933206359 | TCIA | 10.7937/K9/TCIA.2017.umz8dv6s
HNSCC-01-0133 | ORIGINAL | PT | 223 | 2000-08-27 | PET/CT HEAD & NECK CA | PET_NAC | 5 | GE MEDICAL SYSTEMS | Discovery RX | 41.04 | Positron Emission Tomography Image Storage | [9 empty] | FDG -- fluorodeoxyglucose | 663272192 | 6588 | 0.97 | CYLINDRICAL RING | 700\153 | RING | 700 | 1.3.6.1.4.1.14519.5.2.1.1706.8040.173983138484913910429973402054 | 1.3.6.1.4.1.14519.5.2.1.1706.8040.260653147102704540735852402827 | TCIA | 10.7937/K9/TCIA.2017.umz8dv6s
HNSCC-01-0133 | ORIGINAL | PT | 91 | 2000-08-27 | PET/CT HEAD & NECK CA | PET_AC_HEAD | 10 | GE MEDICAL SYSTEMS | Discovery RX | 41.04 | Positron Emission Tomography Image Storage | [9 empty] | FDG -- fluorodeoxyglucose | 663272192 | 6588 | 0.97 | CYLINDRICAL RING | 700\153 | RING | 700 | 1.3.6.1.4.1.14519.5.2.1.1706.8040.173983138484913910429973402054 | 1.3.6.1.4.1.14519.5.2.1.1706.8040.286117017408592200365283559785 | TCIA | 10.7937/K9/TCIA.2017.umz8dv6s
HNSCC-01-0133 | ORIGINAL | PT | 91 | 2000-08-27 | PET/CT HEAD & NECK CA | PET_NAC_HEAD | 11 | GE MEDICAL SYSTEMS | Discovery RX | 41.04 | Positron Emission Tomography Image Storage | [9 empty] | FDG -- fluorodeoxyglucose | 663272192 | 6588 | 0.97 | CYLINDRICAL RING | 700\153 | RING | 700 | 1.3.6.1.4.1.14519.5.2.1.1706.8040.173983138484913910429973402054 | 1.3.6.1.4.1.14519.5.2.1.1706.8040.377715595616780242193339562809 | TCIA | 10.7937/K9/TCIA.2017.umz8dv6s
HNSCC-01-0134 | ORIGINAL | PT | 223 | 2000-05-22 | PET,HEAD&NECK CA INIT | PET AC | 1 | GE MEDICAL SYSTEMS | Discovery ST | 36.14 | Positron Emission Tomography Image Storage | [9 empty] | FDG -- fluorodeoxyglucose | 609628416 | 6588 | 0.97 | CYLINDRICAL RING | 700\157 | RING | 700 | 1.3.6.1.4.1.14519.5.2.1.1706.8040.192598194766283560343890781584 | 1.3.6.1.4.1.14519.5.2.1.1706.8040.159116693835509295116678720463 | TCIA | 10.7937/K9/TCIA.2017.umz8dv6s
HNSCC-01-0134 | ORIGINAL | CT | 223 | 2000-05-22 | PET,HEAD&NECK CA INIT | CT Atten Cor Head In | 2 | GE MEDICAL SYSTEMS | Discovery ST | LightSpeedverrel | CT Image Storage | 120 | HELICAL MODE | 500 | 500 | 949.075 | 0 | CW | 675 | [9 empty] | 1.3.6.1.4.1.14519.5.2.1.1706.8040.192598194766283560343890781584 | 1.3.6.1.4.1.14519.5.2.1.1706.8040.185627940026216134155034326417 | TCIA | 10.7937/K9/TCIA.2017.umz8dv6s
HNSCC-01-0134 | ORIGINAL | PT | 135 | 2000-05-22 | PET,HEAD&NECK CA INIT | No AC Recon H&N | 2 | GE MEDICAL SYSTEMS | Discovery ST | 36.14 | Positron Emission Tomography Image Storage | [9 empty] | FDG -- fluorodeoxyglucose | 609628416 | 6588 | 0.97 | CYLINDRICAL RING | 700\157 | RING | 700 | 1.3.6.1.4.1.14519.5.2.1.1706.8040.341660609039121712357834653938 | 1.3.6.1.4.1.14519.5.2.1.1706.8040.218019132098453611008566511781 | TCIA | 10.7937/K9/TCIA.2017.umz8dv6s
HNSCC-01-0134 | ORIGINAL | PT | 223 | 2000-05-22 | PET,HEAD&NECK CA INIT | No AC Recon | 2 | GE MEDICAL SYSTEMS | Discovery ST | 36.14 | Positron Emission Tomography Image Storage | [9 empty] | FDG -- fluorodeoxyglucose | 609628416 | 6588 | 0.97 | CYLINDRICAL RING | 700\157 | RING | 700 | 1.3.6.1.4.1.14519.5.2.1.1706.8040.192598194766283560343890781584 | 1.3.6.1.4.1.14519.5.2.1.1706.8040.254022042612379852424728643874 | TCIA | 10.7937/K9/TCIA.2017.umz8dv6s
HNSCC-01-0134 | ORIGINAL | PT | 135 | 2000-05-22 | PET,HEAD&NECK CA INIT | PET AC H&N | 3 | GE MEDICAL SYSTEMS | Discovery ST | 36.14 | Positron Emission Tomography Image Storage | [9 empty] | FDG -- fluorodeoxyglucose | 609628416 | 6588 | 0.97 | CYLINDRICAL RING | 700\157 | RING | 700 | 1.3.6.1.4.1.14519.5.2.1.1706.8040.341660609039121712357834653938 | 1.3.6.1.4.1.14519.5.2.1.1706.8040.268903659759182987134573406333 | TCIA | 10.7937/K9/TCIA.2017.umz8dv6s
HNSCC-01-0134 | ORIGINAL | PT | 135 | 2000-05-22 | PET,HEAD&NECK CA INIT | PET AC rad onc | 1 | GE MEDICAL SYSTEMS | Discovery ST | 36.14 | Positron Emission Tomography Image Storage | [9 empty] | FDG -- fluorodeoxyglucose | 609628416 | 6588 | 0.97 | CYLINDRICAL RING | 700\157 | RING | 500 | 1.3.6.1.4.1.14519.5.2.1.1706.8040.341660609039121712357834653938 | 1.3.6.1.4.1.14519.5.2.1.1706.8040.997208164914761800959751833159 | TCIA | 10.7937/K9/TCIA.2017.umz8dv6s
HNSCC-01-0134 | NULL | RTDOSE | 1 | 2000-05-22 | RT SIMULATION | NULL | 1 | ADAC | Pinnacle3 | 9.8 | RT Dose Storage | [17 empty] | 1.3.6.1.4.1.14519.5.2.1.1706.8040.276436757917360183393035124218 | 1.3.6.1.4.1.14519.5.2.1.1706.8040.115090200022920858760246369151 | TCIA | 10.7937/K9/TCIA.2017.umz8dv6s
HNSCC-01-0134 | NULL | RTSTRUCT | 1 | 2000-05-22 | RT SIMULATION | NULL | 1 | ADAC | Pinnacle3 | 9.8 | RT Structure Set Storage | [17 empty] | 1.3.6.1.4.1.14519.5.2.1.1706.8040.276436757917360183393035124218 | 1.3.6.1.4.1.14519.5.2.1.1706.8040.219074058615664395733608286060 | TCIA | 10.7937/K9/TCIA.2017.umz8dv6s
HNSCC-01-0134 | NULL | RTPLAN | 1 | 2000-05-22 | RT SIMULATION | NULL | 1 | ADAC | Pinnacle3 | 9.8 | RT Plan Storage | [17 empty] | 1.3.6.1.4.1.14519.5.2.1.1706.8040.276436757917360183393035124218 | 1.3.6.1.4.1.14519.5.2.1.1706.8040.228731442369801721357169448342 | TCIA | 10.7937/K9/TCIA.2017.umz8dv6s
HNSCC-01-0134 | ORIGINAL | CT | 62 | 2000-05-22 | RT SIMULATION | NULL | 10 | GE MEDICAL SYSTEMS | NULL | NULL | CT Image Storage | [17 empty] | 1.3.6.1.4.1.14519.5.2.1.1706.8040.276436757917360183393035124218 | 1.3.6.1.4.1.14519.5.2.1.1706.8040.251107105350090060236091043313 | TCIA | 10.7937/K9/TCIA.2017.umz8dv6s
HNSCC-01-0134 | ORIGINAL | CT | 223 | 2000-09-10 | PET/CT HEAD & NECK CA | CT Atten Cor Head IN | 2 | GE MEDICAL SYSTEMS | Discovery STE | pet_vct_hp.80 | CT Image Storage | 120 | HELICAL MODE | 500 | 500 | 949.075 | 0 | CW | 566 | 27.5 | [8 empty] | 1.3.6.1.4.1.14519.5.2.1.1706.8040.251916366473389028743928148495 | 1.3.6.1.4.1.14519.5.2.1.1706.8040.192723838576113428898781223556 | TCIA | 10.7937/K9/TCIA.2017.umz8dv6s
HNSCC-01-0134 | ORIGINAL | PT | 91 | 2000-09-10 | PET/CT HEAD & NECK CA | PET_NAC_HEAD | 11 | GE MEDICAL SYSTEMS | Discovery STE | 41.04 | Positron Emission Tomography Image Storage | [9 empty] | FDG -- fluorodeoxyglucose | 581985088 | 6588 | 0.97 | CYLINDRICAL RING | 700\153 | RING | 700 | 1.3.6.1.4.1.14519.5.2.1.1706.8040.251916366473389028743928148495 | 1.3.6.1.4.1.14519.5.2.1.1706.8040.254704666068810966178764974474 | TCIA | 10.7937/K9/TCIA.2017.umz8dv6s
HNSCC-01-0134 | ORIGINAL | PT | 223 | 2000-09-10 | PET/CT HEAD & NECK CA | PET_NAC | 5 | GE MEDICAL SYSTEMS | Discovery STE | 41.04 | Positron Emission Tomography Image Storage | [9 empty] | FDG -- fluorodeoxyglucose | 581985088 | 6588 | 0.97 | CYLINDRICAL RING | 700\153 | RING | 700 | 1.3.6.1.4.1.14519.5.2.1.1706.8040.251916366473389028743928148495 | 1.3.6.1.4.1.14519.5.2.1.1706.8040.289069120202627996720680579771 | TCIA | 10.7937/K9/TCIA.2017.umz8dv6s
HNSCC-01-0134 | ORIGINAL | PT | 91 | 2000-09-10 | PET/CT HEAD & NECK CA | PET_AC_HEAD | 10 | GE MEDICAL SYSTEMS | Discovery STE | 41.04 | Positron Emission Tomography Image Storage | [9 empty] | FDG -- fluorodeoxyglucose | 581985088 | 6588 | 0.97 | CYLINDRICAL RING | 700\153 | RING | 700 | 1.3.6.1.4.1.14519.5.2.1.1706.8040.251916366473389028743928148495 | 1.3.6.1.4.1.14519.5.2.1.1706.8040.334924861265424652793188538180 | TCIA | 10.7937/K9/TCIA.2017.umz8dv6s
HNSCC-01-0134 | ORIGINAL | PT | 223 | 2000-09-10 | PET/CT HEAD & NECK CA | PET_AC | 4 | GE MEDICAL SYSTEMS | Discovery STE | 41.04 | Positron Emission Tomography Image Storage | [9 empty] | FDG -- fluorodeoxyglucose | 581985088 | 6588 | 0.97 | CYLINDRICAL RING | 700\153 | RING | 700 | 1.3.6.1.4.1.14519.5.2.1.1706.8040.251916366473389028743928148495 | 1.3.6.1.4.1.14519.5.2.1.1706.8040.534272374945828376072255816492 | TCIA | 10.7937/K9/TCIA.2017.umz8dv6s
HNSCC-01-0134 | ORIGINAL | CT | 264 | 2001-06-12 | CT, SOFT TISSUE NECK W | CONTRAST120CC@3CC/S,90S DELAY | 2 | GE MEDICAL SYSTEMS | LightSpeed VCT | 07MW18.4 | CT Image Storage | 140 | HELICAL MODE | 500 | 250 | 949.075 | 0 | CW | 1000 | 27.5 | [8 empty] | 1.3.6.1.4.1.14519.5.2.1.1706.8040.415422784113194200988471024019 | 1.3.6.1.4.1.14519.5.2.1.1706.8040.127400602166034571953666870981 | TCIA | 10.7937/K9/TCIA.2017.umz8dv6s
HNSCC-01-0134 | ORIGINAL | CT | 80 | 2001-06-12 | CT, SOFT TISSUE NECK W | Recon 2: ANGLED ORAL, 20 DEG W/ | 6 | GE MEDICAL SYSTEMS | LightSpeed VCT | 07MW18.4 | CT Image Storage | 120 | AXIAL MODE | 320 | 250 | 949.075 | -16 | CW | 1000 | [9 empty] | 1.3.6.1.4.1.14519.5.2.1.1706.8040.415422784113194200988471024019 | 1.3.6.1.4.1.14519.5.2.1.1706.8040.158137970747444204298629118983 | TCIA | 10.7937/K9/TCIA.2017.umz8dv6s
HNSCC-01-0134 | ORIGINAL | CT | 264 | 2001-06-12 | CT, SOFT TISSUE NECK W | Recon 2: CONTRAST120CC@3CC/S,90 | 3 | GE MEDICAL SYSTEMS | LightSpeed VCT | 07MW18.4 | CT Image Storage | 140 | HELICAL MODE | 500 | 250 | 949.075 | 0 | CW | 1000 | 27.5 | [8 empty] | 1.3.6.1.4.1.14519.5.2.1.1706.8040.415422784113194200988471024019 | 1.3.6.1.4.1.14519.5.2.1.1706.8040.161483815283723405992974987632 | TCIA | 10.7937/K9/TCIA.2017.umz8dv6s
HNSCC-01-0134 | ORIGINAL | CT | 2 | 2001-06-12 | CT, SOFT TISSUE NECK W | Scout, N23 | 1 | GE MEDICAL SYSTEMS | LightSpeed VCT | 07MW18.4 | CT Image Storage | 120 | SCOUT MODE | 500 |  | 949.075 | 0 | CW | 4570 | [9 empty] | 1.3.6.1.4.1.14519.5.2.1.1706.8040.415422784113194200988471024019 | 1.3.6.1.4.1.14519.5.2.1.1706.8040.218706573406060820377814995421 | TCIA | 10.7937/K9/TCIA.2017.umz8dv6s
HNSCC-01-0134 | ORIGINAL | CT | 80 | 2001-06-12 | CT, SOFT TISSUE NECK W | ANGLED ORAL, 20 DEG W/IV | 5 | GE MEDICAL SYSTEMS | LightSpeed VCT | 07MW18.4 | CT Image Storage | 120 | AXIAL MODE | 320 | 250 | 949.075 | -16 | CW | 1000 | [9 empty] | 1.3.6.1.4.1.14519.5.2.1.1706.8040.415422784113194200988471024019 | 1.3.6.1.4.1.14519.5.2.1.1706.8040.222913572245820598031433263295 | TCIA | 10.7937/K9/TCIA.2017.umz8dv6s
HNSCC-01-0134 | ORIGINAL | CT | 88 | 2001-06-12 | CT, SOFT TISSUE NECK W | Recon 3: CONTRAST120CC@3CC/S,90 | 4 | GE MEDICAL SYSTEMS | LightSpeed VCT | 07MW18.4 | CT Image Storage | 140 | HELICAL MODE | 500 | 250 | 949.075 | 0 | CW | 1000 | 27.5 | [8 empty] | 1.3.6.1.4.1.14519.5.2.1.1706.8040.415422784113194200988471024019 | 1.3.6.1.4.1.14519.5.2.1.1706.8040.404850438950613804385560540527 | TCIA | 10.7937/K9/TCIA.2017.umz8dv6s
HNSCC-01-0135 | ORIGINAL | CT | 223 | 2000-05-08 | PET/CT HEAD&NECK CA IN | CT Atten Cor Head IN | 2 | GE MEDICAL SYSTEMS | Discovery STE | pet_vct_hp.80 | CT Image Storage | 120 | HELICAL MODE | 500 | 500 | 949.075 | 0 | CW | 566 | 27.5 | [8 empty] | 1.3.6.1.4.1.14519.5.2.1.1706.8040.655641507428428632085946627846 | 1.3.6.1.4.1.14519.5.2.1.1706.8040.396962538314353361164142481934 | TCIA | 10.7937/K9/TCIA.2017.umz8dv6s
HNSCC-01-0135 | ORIGINAL | PT | 223 | 2000-05-08 | PET/CT HEAD&NECK CA IN | PET_AC 4MIN_BED | 4 | GE MEDICAL SYSTEMS | Discovery STE | 41.04 | Positron Emission Tomography Image Storage | [9 empty] | FDG -- fluorodeoxyglucose | 603961024 | 6588 | 0.97 | CYLINDRICAL RING | 700\153 | RING | 700 | 1.3.6.1.4.1.14519.5.2.1.1706.8040.655641507428428632085946627846 | 1.3.6.1.4.1.14519.5.2.1.1706.8040.418460796638979197413682816295 | TCIA | 10.7937/K9/TCIA.2017.umz8dv6s
HNSCC-01-0135 | ORIGINAL | PT | 223 | 2000-05-08 | PET/CT HEAD&NECK CA IN | PET_NAC | 5 | GE MEDICAL SYSTEMS | Discovery STE | 41.04 | Positron Emission Tomography Image Storage | [9 empty] | FDG -- fluorodeoxyglucose | 603961024 | 6588 | 0.97 | CYLINDRICAL RING | 700\153 | RING | 700 | 1.3.6.1.4.1.14519.5.2.1.1706.8040.655641507428428632085946627846 | 1.3.6.1.4.1.14519.5.2.1.1706.8040.418575771535819207187548615702 | TCIA | 10.7937/K9/TCIA.2017.umz8dv6s
HNSCC-01-0135 | ORIGINAL | PT | 91 | 2000-05-08 | PET/CT HEAD&NECK CA IN | PET_NAC_HEAD | 11 | GE MEDICAL SYSTEMS | Discovery STE | 41.04 | Positron Emission Tomography Image Storage | [9 empty] | FDG -- fluorodeoxyglucose | 603961024 | 6588 | 0.97 | CYLINDRICAL RING | 700\153 | RING | 700 | 1.3.6.1.4.1.14519.5.2.1.1706.8040.655641507428428632085946627846 | 1.3.6.1.4.1.14519.5.2.1.1706.8040.730102501145557034125158251325 | TCIA | 10.7937/K9/TCIA.2017.umz8dv6s
HNSCC-01-0135 | ORIGINAL | PT | 91 | 2000-05-08 | PET/CT HEAD&NECK CA IN | PET_AC_HEAD | 10 | GE MEDICAL SYSTEMS | Discovery STE | 41.04 | Positron Emission Tomography Image Storage | [9 empty] | FDG -- fluorodeoxyglucose | 603961024 | 6588 | 0.97 | CYLINDRICAL RING | 700\153 | RING | 700 | 1.3.6.1.4.1.14519.5.2.1.1706.8040.655641507428428632085946627846 | 1.3.6.1.4.1.14519.5.2.1.1706.8040.909414948724989278468323333680 | TCIA | 10.7937/K9/TCIA.2017.umz8dv6s
HNSCC-01-0135 | NULL | RTSTRUCT | 1 | 2000-05-24 | RT SIMULATION | NULL | 1 | ADAC | Pinnacle3 | 9.8 | RT Structure Set Storage | [17 empty] | 1.3.6.1.4.1.14519.5.2.1.1706.8040.115619600313131017166758703038 | 1.3.6.1.4.1.14519.5.2.1.1706.8040.152038748886682145142509075686 | TCIA | 10.7937/K9/TCIA.2017.umz8dv6s
HNSCC-01-0135 | NULL | RTPLAN | 1 | 2000-05-24 | RT SIMULATION | NULL | 1 | ADAC | Pinnacle3 | 9.8 | RT Plan Storage | [17 empty] | 1.3.6.1.4.1.14519.5.2.1.1706.8040.115619600313131017166758703038 | 1.3.6.1.4.1.14519.5.2.1.1706.8040.258618534260872228250295003357 | TCIA | 10.7937/K9/TCIA.2017.umz8dv6s
HNSCC-01-0135 | NULL | RTDOSE | 1 | 2000-05-24 | RT SIMULATION | NULL | 1 | ADAC | Pinnacle3 | 9.8 | RT Dose Storage | [17 empty] | 1.3.6.1.4.1.14519.5.2.1.1706.8040.115619600313131017166758703038 | 1.3.6.1.4.1.14519.5.2.1.1706.8040.810108070477853285198549188367 | TCIA | 10.7937/K9/TCIA.2017.umz8dv6s
HNSCC-01-0135 | ORIGINAL | CT | 128 | 2000-05-24 | RT SIMULATION | NULL | 3 | Philips | Mx8000 IDT 16 | 4.2.1 | CT Image Storage | 120 | HELIX | 500 | 500 |  | 0 | CW | [10 empty] | 1.3.6.1.4.1.14519.5.2.1.1706.8040.115619600313131017166758703038 | 1.3.6.1.4.1.14519.5.2.1.1706.8040.307745696736167778796872130028 | TCIA | 10.7937/K9/TCIA.2017.umz8dv6s
HNSCC-01-0135 | ORIGINAL | CT | 207 | 2000-10-28 | PET/CT HEAD & NECK CA | CT soft | 2 | GE MEDICAL SYSTEMS | Discovery STE | 07MWHL36.4 | CT Image Storage | 120 | HELICAL MODE | 500 | 500 | 949.075 | 0 | CW | 566 | 27.5 | [8 empty] | 1.3.6.1.4.1.14519.5.2.1.1706.8040.233950919426523811404899189574 | 1.3.6.1.4.1.14519.5.2.1.1706.8040.105178134111694664418788679887 | TCIA | 10.7937/K9/TCIA.2017.umz8dv6s
HNSCC-01-0135 | ORIGINAL | PT | 87 | 2000-10-28 | PET/CT HEAD & NECK CA | PET_NAC_HEAD 3D | 11 | GE MEDICAL SYSTEMS | Discovery STE | 41.04 | Positron Emission Tomography Image Storage | [9 empty] | FDG -- fluorodeoxyglucose | 693918016 | 6588 | 0.97 | CYLINDRICAL RING | 700\153 | NONE | 700 | 1.3.6.1.4.1.14519.5.2.1.1706.8040.233950919426523811404899189574 | 1.3.6.1.4.1.14519.5.2.1.1706.8040.162852545928153069633597430953 | TCIA | 10.7937/K9/TCIA.2017.umz8dv6s
HNSCC-01-0135 | ORIGINAL | PT | 207 | 2000-10-28 | PET/CT HEAD & NECK CA | PET_NO AC 3DIR | 5 | GE MEDICAL SYSTEMS | Discovery STE | 41.04 | Positron Emission Tomography Image Storage | [9 empty] | FDG -- fluorodeoxyglucose | 693918016 | 6588 | 0.97 | CYLINDRICAL RING | 700\153 | NONE | 700 | 1.3.6.1.4.1.14519.5.2.1.1706.8040.233950919426523811404899189574 | 1.3.6.1.4.1.14519.5.2.1.1706.8040.261423157256812522985251720425 | TCIA | 10.7937/K9/TCIA.2017.umz8dv6s
HNSCC-01-0135 | ORIGINAL | PT | 207 | 2000-10-28 | PET/CT HEAD & NECK CA | pet_ac_3d | 4 | GE MEDICAL SYSTEMS | Discovery STE | 41.04 | Positron Emission Tomography Image Storage | [9 empty] | FDG -- fluorodeoxyglucose | 693918016 | 6588 | 0.97 | CYLINDRICAL RING | 700\153 | NONE | 700 | 1.3.6.1.4.1.14519.5.2.1.1706.8040.233950919426523811404899189574 | 1.3.6.1.4.1.14519.5.2.1.1706.8040.714293403604533458631611295535 | TCIA | 10.7937/K9/TCIA.2017.umz8dv6s
HNSCC-01-0135 | ORIGINAL | PT | 87 | 2000-10-28 | PET/CT HEAD & NECK CA | PET_AC_HEAD 3D | 10 | GE MEDICAL SYSTEMS | Discovery STE | 41.04 | Positron Emission Tomography Image Storage | [9 empty] | FDG -- fluorodeoxyglucose | 693918016 | 6588 | 0.97 | CYLINDRICAL RING | 700\153 | NONE | 700 | 1.3.6.1.4.1.14519.5.2.1.1706.8040.233950919426523811404899189574 | 1.3.6.1.4.1.14519.5.2.1.1706.8040.923027774503342106306743209754 | TCIA | 10.7937/K9/TCIA.2017.umz8dv6s
HNSCC-01-0136 | ORIGINAL | PT | 223 | 2000-05-13 | PET/CT HEAD&NECK CA IN | PET_AC 4MIN_BED | 4 | GE MEDICAL SYSTEMS | Discovery STE | 41.04 | Positron Emission Tomography Image Storage | [9 empty] | FDG -- fluorodeoxyglucose | 532717632 | 6588 | 0.97 | CYLINDRICAL RING | 700\153 | RING | 700 | 1.3.6.1.4.1.14519.5.2.1.1706.8040.504244114145371058321653430581 | 1.3.6.1.4.1.14519.5.2.1.1706.8040.273739768282421241608579991141 | TCIA | 10.7937/K9/TCIA.2017.umz8dv6s
HNSCC-01-0136 | ORIGINAL | CT | 223 | 2000-05-13 | PET/CT HEAD&NECK CA IN | CT Atten Cor Head IN | 2 | GE MEDICAL SYSTEMS | Discovery STE | pet_vct_hp.80 | CT Image Storage | 120 | HELICAL MODE | 500 | 500 | 949.075 | 0 | CW | 566 | 27.5 | [8 empty] | 1.3.6.1.4.1.14519.5.2.1.1706.8040.504244114145371058321653430581 | 1.3.6.1.4.1.14519.5.2.1.1706.8040.319140241176544724728334635322 | TCIA | 10.7937/K9/TCIA.2017.umz8dv6s
HNSCC-01-0136 | ORIGINAL | PT | 91 | 2000-05-13 | PET/CT HEAD&NECK CA IN | PET_AC_HEAD | 10 | GE MEDICAL SYSTEMS | Discovery STE | 41.04 | Positron Emission Tomography Image Storage | [9 empty] | FDG -- fluorodeoxyglucose | 532717632 | 6588 | 0.97 | CYLINDRICAL RING | 700\153 | RING | 700 | 1.3.6.1.4.1.14519.5.2.1.1706.8040.504244114145371058321653430581 | 1.3.6.1.4.1.14519.5.2.1.1706.8040.323973127868482989690960001051 | TCIA | 10.7937/K9/TCIA.2017.umz8dv6s
HNSCC-01-0136 | ORIGINAL | PT | 223 | 2000-05-13 | PET/CT HEAD&NECK CA IN | PET_NAC | 5 | GE MEDICAL SYSTEMS | Discovery STE | 41.04 | Positron Emission Tomography Image Storage | [9 empty] | FDG -- fluorodeoxyglucose | 532717632 | 6588 | 0.97 | CYLINDRICAL RING | 700\153 | RING | 700 | 1.3.6.1.4.1.14519.5.2.1.1706.8040.504244114145371058321653430581 | 1.3.6.1.4.1.14519.5.2.1.1706.8040.402780875953371223694858096912 | TCIA | 10.7937/K9/TCIA.2017.umz8dv6s
HNSCC-01-0136 | ORIGINAL | PT | 91 | 2000-05-13 | PET/CT HEAD&NECK CA IN | PET_NAC_HEAD | 11 | GE MEDICAL SYSTEMS | Discovery STE | 41.04 | Positron Emission Tomography Image Storage | [9 empty] | FDG -- fluorodeoxyglucose | 532717632 | 6588 | 0.97 | CYLINDRICAL RING | 700\153 | RING | 700 | 1.3.6.1.4.1.14519.5.2.1.1706.8040.504244114145371058321653430581 | 1.3.6.1.4.1.14519.5.2.1.1706.8040.582537154672342804563548809229 | TCIA | 10.7937/K9/TCIA.2017.umz8dv6s
HNSCC-01-0136 | NULL | RTPLAN | 1 | 2000-10-29 | RT SIMULATION | NULL | 1 | ADAC | Pinnacle3 | 9.8 | RT Plan Storage | [17 empty] | 1.3.6.1.4.1.14519.5.2.1.1706.8040.280019366798375823690439377954 | 1.3.6.1.4.1.14519.5.2.1.1706.8040.170358711221134825210257576560 | TCIA | 10.7937/K9/TCIA.2017.umz8dv6s
HNSCC-01-0136 | NULL | RTDOSE | 1 | 2000-10-29 | RT SIMULATION | NULL | 1 | ADAC | Pinnacle3 | 9.8 | RT Dose Storage | [17 empty] | 1.3.6.1.4.1.14519.5.2.1.1706.8040.280019366798375823690439377954 | 1.3.6.1.4.1.14519.5.2.1.1706.8040.327962146260947521023616908428 | TCIA | 10.7937/K9/TCIA.2017.umz8dv6s
HNSCC-01-0136 | NULL | RTSTRUCT | 1 | 2000-10-29 | RT SIMULATION | NULL | 1 | ADAC | Pinnacle3 | 9.8 | RT Structure Set Storage | [17 empty] | 1.3.6.1.4.1.14519.5.2.1.1706.8040.280019366798375823690439377954 | 1.3.6.1.4.1.14519.5.2.1.1706.8040.616781397153975742220951187938 | TCIA | 10.7937/K9/TCIA.2017.umz8dv6s
HNSCC-01-0136 | ORIGINAL | CT | 131 | 2000-10-29 | RT SIMULATION | NULL | 4 | Philips | Mx8000 IDT 16 | 4.2.1 | CT Image Storage | 120 | HELIX | 500 | 500 |  | 0 | CW | [10 empty] | 1.3.6.1.4.1.14519.5.2.1.1706.8040.280019366798375823690439377954 | 1.3.6.1.4.1.14519.5.2.1.1706.8040.479831451905666704987951809072 | TCIA | 10.7937/K9/TCIA.2017.umz8dv6s
HNSCC-01-0136 | ORIGINAL | PT | 223 | 2001-03-20 | PET CT SKULL TO MID TH | No AC Recon | 2 | GE MEDICAL SYSTEMS | Discovery ST | 26.14 | Positron Emission Tomography Image Storage | [9 empty] | FDG -- fluorodeoxyglucose | 555061120 | 6588 | 0.97 | CYLINDRICAL RING | 700\157 | RING | 700 | 1.3.6.1.4.1.14519.5.2.1.1706.8040.721588262083698103888294073462 | 1.3.6.1.4.1.14519.5.2.1.1706.8040.173432115898117241000202752658 | TCIA | 10.7937/K9/TCIA.2017.umz8dv6s
HNSCC-01-0136 | ORIGINAL | PT | 223 | 2001-03-20 | PET CT SKULL TO MID TH | PET AC | 1 | GE MEDICAL SYSTEMS | Discovery ST | 26.14 | Positron Emission Tomography Image Storage | [9 empty] | FDG -- fluorodeoxyglucose | 555061120 | 6588 | 0.97 | CYLINDRICAL RING | 700\157 | RING | 700 | 1.3.6.1.4.1.14519.5.2.1.1706.8040.721588262083698103888294073462 | 1.3.6.1.4.1.14519.5.2.1.1706.8040.196061812074670664304992686422 | TCIA | 10.7937/K9/TCIA.2017.umz8dv6s
HNSCC-01-0136 | ORIGINAL | CT | 223 | 2001-03-20 | PET CT SKULL TO MID TH | CT Atten Cor Head In | 2 | GE MEDICAL SYSTEMS | Discovery ST | LightSpeedAppsdstm5_goc1_11D_R2.9N.IRIX646.5 | CT Image Storage | 120 | HELICAL MODE | 500 | 500 | 949.075 | 0 | CW | 675 | [9 empty] | 1.3.6.1.4.1.14519.5.2.1.1706.8040.721588262083698103888294073462 | 1.3.6.1.4.1.14519.5.2.1.1706.8040.336305203110852127695543308071 | TCIA | 10.7937/K9/TCIA.2017.umz8dv6s
HNSCC-01-0136 | ORIGINAL | PT | 91 | 2001-03-20 | PET CT SKULL TO MID TH | No AC Recon H&N | 2 | GE MEDICAL SYSTEMS | Discovery ST | 26.14 | Positron Emission Tomography Image Storage | [9 empty] | FDG -- fluorodeoxyglucose | 555061120 | 6588 | 0.97 | CYLINDRICAL RING | 700\157 | RING | 700 | 1.3.6.1.4.1.14519.5.2.1.1706.8040.721588262083698103888294073462 | 1.3.6.1.4.1.14519.5.2.1.1706.8040.604379194123294401887559566338 | TCIA | 10.7937/K9/TCIA.2017.umz8dv6s
HNSCC-01-0136 | ORIGINAL | PT | 91 | 2001-03-20 | PET CT SKULL TO MID TH | PET AC H&N | 1 | GE MEDICAL SYSTEMS | Discovery ST | 26.14 | Positron Emission Tomography Image Storage | [9 empty] | FDG -- fluorodeoxyglucose | 555061120 | 6588 | 0.97 | CYLINDRICAL RING | 700\157 | RING | 700 | 1.3.6.1.4.1.14519.5.2.1.1706.8040.721588262083698103888294073462 | 1.3.6.1.4.1.14519.5.2.1.1706.8040.698334823144134593260044916559 | TCIA | 10.7937/K9/TCIA.2017.umz8dv6s
HNSCC-01-0137 | NULL | RTDOSE | 1 | 2000-06-05 | RT SIMULATION | NULL | 1 | ADAC | Pinnacle3 | 9.8 | RT Dose Storage | [17 empty] | 1.3.6.1.4.1.14519.5.2.1.1706.8040.107782222835688672252443689055 | 1.3.6.1.4.1.14519.5.2.1.1706.8040.102137475863604373317929597293 | TCIA | 10.7937/K9/TCIA.2017.umz8dv6s
HNSCC-01-0137 | NULL | RTPLAN | 1 | 2000-06-05 | RT SIMULATION | NULL | 1 | ADAC | Pinnacle3 | 9.8 | RT Plan Storage | [17 empty] | 1.3.6.1.4.1.14519.5.2.1.1706.8040.107782222835688672252443689055 | 1.3.6.1.4.1.14519.5.2.1.1706.8040.112443890809914393234528239288 | TCIA | 10.7937/K9/TCIA.2017.umz8dv6s
HNSCC-01-0137 | NULL | RTSTRUCT | 1 | 2000-06-05 | RT SIMULATION | NULL | 1 | ADAC | Pinnacle3 | 9.8 | RT Structure Set Storage | [17 empty] | 1.3.6.1.4.1.14519.5.2.1.1706.8040.107782222835688672252443689055 | 1.3.6.1.4.1.14519.5.2.1.1706.8040.117986747972692553563207607736 | TCIA | 10.7937/K9/TCIA.2017.umz8dv6s
HNSCC-01-0137 | ORIGINAL | CT | 119 | 2000-06-05 | RT SIMULATION | NULL | 9 | Philips | Mx8000 IDT 16 | 4.2.1 | CT Image Storage | 120 | HELIX | 500 | 500 |  | 0 | CW | [10 empty] | 1.3.6.1.4.1.14519.5.2.1.1706.8040.107782222835688672252443689055 | 1.3.6.1.4.1.14519.5.2.1.1706.8040.271250113290944319314566571858 | TCIA | 10.7937/K9/TCIA.2017.umz8dv6s
HNSCC-01-0137 | ORIGINAL | PT | 135 | 2000-06-10 | PET,HEAD&NECK CA INIT | PET AC rad onc | 1 | GE MEDICAL SYSTEMS | Discovery ST | 36.14 | Positron Emission Tomography Image Storage | [9 empty] | FDG -- fluorodeoxyglucose | 728938944 | 6588 | 0.97 | CYLINDRICAL RING | 700\157 | RING | 500 | 1.3.6.1.4.1.14519.5.2.1.1706.8040.212706675552314050973494462962 | 1.3.6.1.4.1.14519.5.2.1.1706.8040.116913712999687104251024924425 | TCIA | 10.7937/K9/TCIA.2017.umz8dv6s
HNSCC-01-0137 | ORIGINAL | PT | 223 | 2000-06-10 | PET,HEAD&NECK CA INIT | No AC Recon | 2 | GE MEDICAL SYSTEMS | Discovery ST | 36.14 | Positron Emission Tomography Image Storage | [9 empty] | FDG -- fluorodeoxyglucose | 728938944 | 6588 | 0.97 | CYLINDRICAL RING | 700\157 | RING | 700 | 1.3.6.1.4.1.14519.5.2.1.1706.8040.286738552807447966967254272595 | 1.3.6.1.4.1.14519.5.2.1.1706.8040.199243796625043927810741454115 | TCIA | 10.7937/K9/TCIA.2017.umz8dv6s
HNSCC-01-0137 | ORIGINAL | PT | 223 | 2000-06-10 | PET,HEAD&NECK CA INIT | PET AC_4 min beds | 1 | GE MEDICAL SYSTEMS | Discovery ST | 36.14 | Positron Emission Tomography Image Storage | [9 empty] | FDG -- fluorodeoxyglucose | 728938944 | 6588 | 0.97 | CYLINDRICAL RING | 700\157 | RING | 700 | 1.3.6.1.4.1.14519.5.2.1.1706.8040.286738552807447966967254272595 | 1.3.6.1.4.1.14519.5.2.1.1706.8040.617157596503970583480280799520 | TCIA | 10.7937/K9/TCIA.2017.umz8dv6s
HNSCC-01-0137 | ORIGINAL | CT | 223 | 2000-06-10 | PET,HEAD&NECK CA INIT | CT Atten Cor Head In | 2 | GE MEDICAL SYSTEMS | Discovery ST | LightSpeedverrel | CT Image Storage | 120 | HELICAL MODE | 500 | 500 | 949.075 | 0 | CW | 675 | [9 empty] | 1.3.6.1.4.1.14519.5.2.1.1706.8040.286738552807447966967254272595 | 1.3.6.1.4.1.14519.5.2.1.1706.8040.979233042955307634954537488950 | TCIA | 10.7937/K9/TCIA.2017.umz8dv6s
HNSCC-01-0137 | ORIGINAL | CT | 223 | 2000-09-19 | PET/CT HEAD & NECK CA | CT Atten Cor Head IN | 2 | GE MEDICAL SYSTEMS | Discovery STE | pet_vct_hp.80 | CT Image Storage | 120 | HELICAL MODE | 500 | 500 | 949.075 | 0 | CW | 566 | 27.5 | [8 empty] | 1.3.6.1.4.1.14519.5.2.1.1706.8040.214745710522511366232822062773 | 1.3.6.1.4.1.14519.5.2.1.1706.8040.101544944932402440287832166585 | TCIA | 10.7937/K9/TCIA.2017.umz8dv6s
HNSCC-01-0137 | ORIGINAL | PT | 91 | 2000-09-19 | PET/CT HEAD & NECK CA | PET_NAC_HEAD | 11 | GE MEDICAL SYSTEMS | Discovery STE | 41.04 | Positron Emission Tomography Image Storage | [9 empty] | FDG -- fluorodeoxyglucose | 573318208 | 6588 | 0.97 | CYLINDRICAL RING | 700\153 | RING | 700 | 1.3.6.1.4.1.14519.5.2.1.1706.8040.214745710522511366232822062773 | 1.3.6.1.4.1.14519.5.2.1.1706.8040.107535994956333704986992460748 | TCIA | 10.7937/K9/TCIA.2017.umz8dv6s
HNSCC-01-0137 | ORIGINAL | PT | 223 | 2000-09-19 | PET/CT HEAD & NECK CA | PET_AC 4MIN_BED | 4 | GE MEDICAL SYSTEMS | Discovery STE | 41.04 | Positron Emission Tomography Image Storage | [9 empty] | FDG -- fluorodeoxyglucose | 573318208 | 6588 | 0.97 | CYLINDRICAL RING | 700\153 | RING | 700 | 1.3.6.1.4.1.14519.5.2.1.1706.8040.214745710522511366232822062773 | 1.3.6.1.4.1.14519.5.2.1.1706.8040.198334594001084387285839831009 | TCIA | 10.7937/K9/TCIA.2017.umz8dv6s
HNSCC-01-0137 | ORIGINAL | PT | 91 | 2000-09-19 | PET/CT HEAD & NECK CA | PET_AC_HEAD | 10 | GE MEDICAL SYSTEMS | Discovery STE | 41.04 | Positron Emission Tomography Image Storage | [9 empty] | FDG -- fluorodeoxyglucose | 573318208 | 6588 | 0.97 | CYLINDRICAL RING | 700\153 | RING | 700 | 1.3.6.1.4.1.14519.5.2.1.1706.8040.214745710522511366232822062773 | 1.3.6.1.4.1.14519.5.2.1.1706.8040.225917279203214520331922586216 | TCIA | 10.7937/K9/TCIA.2017.umz8dv6s
HNSCC-01-0137 | ORIGINAL | PT | 223 | 2000-09-19 | PET/CT HEAD & NECK CA | PET_NAC | 5 | GE MEDICAL SYSTEMS | Discovery STE | 41.04 | Positron Emission Tomography Image Storage | [9 empty] | FDG -- fluorodeoxyglucose | 573318208 | 6588 | 0.97 | CYLINDRICAL RING | 700\153 | RING | 700 | 1.3.6.1.4.1.14519.5.2.1.1706.8040.214745710522511366232822062773 | 1.3.6.1.4.1.14519.5.2.1.1706.8040.328090344272032774006974902003 | TCIA | 10.7937/K9/TCIA.2017.umz8dv6s
HNSCC-01-0138 | DERIVED | CT | 311 | 2000-05-13 | OSF PET TUMOR IMAGING, MISCELLAN | CT AC | 26653 | GE MEDICAL SYSTEMS / MIMvista | Discovery ST | NULL | CT Image Storage | 140 | HELICAL MODE | 500 | 500 | 949.075 | 0 |  | 826 | [9 empty] | 1.3.6.1.4.1.14519.5.2.1.1706.8040.117659785301846519316216083875 | 1.3.6.1.4.1.14519.5.2.1.1706.8040.313722487844684025271524351552 | TCIA | 10.7937/K9/TCIA.2017.umz8dv6s
HNSCC-01-0138 | DERIVED | PT | 311 | 2000-05-13 | OSF PET TUMOR IMAGING, MISCELLAN | SUV-PET AC 2D | 26672 | GE MEDICAL SYSTEMS / MIMvista | Discovery ST | NULL | Positron Emission Tomography Image Storage | [9 empty] | FDG -- fluorodeoxyglucose | 591905000 | 6588 | 0.97 | CYLINDRICAL RING |  | RING | 600 | 1.3.6.1.4.1.14519.5.2.1.1706.8040.385801306369305847868647230813 | 1.3.6.1.4.1.14519.5.2.1.1706.8040.401611994206154872571485733569 | TCIA | 10.7937/K9/TCIA.2017.umz8dv6s
HNSCC-01-0138 | NULL | RTDOSE | 1 | 2000-06-13 | RT SIMULATION | NULL | 1 | ADAC | Pinnacle3 | 9.8 | RT Dose Storage | [17 empty] | 1.3.6.1.4.1.14519.5.2.1.1706.8040.257823071857448316448848882709 | 1.3.6.1.4.1.14519.5.2.1.1706.8040.273712864119463616550311558043 | TCIA | 10.7937/K9/TCIA.2017.umz8dv6s
HNSCC-01-0138 | NULL | RTPLAN | 1 | 2000-06-13 | RT SIMULATION | NULL | 1 | ADAC | Pinnacle3 | 9.8 | RT Plan Storage | [17 empty] | 1.3.6.1.4.1.14519.5.2.1.1706.8040.257823071857448316448848882709 | 1.3.6.1.4.1.14519.5.2.1.1706.8040.286979540673544677199254143389 | TCIA | 10.7937/K9/TCIA.2017.umz8dv6s
HNSCC-01-0138 | NULL | RTSTRUCT | 1 | 2000-06-13 | RT SIMULATION | NULL | 1 | ADAC | Pinnacle3 | 9.8 | RT Structure Set Storage | [17 empty] | 1.3.6.1.4.1.14519.5.2.1.1706.8040.257823071857448316448848882709 | 1.3.6.1.4.1.14519.5.2.1.1706.8040.308244679474761697427518453636 | TCIA | 10.7937/K9/TCIA.2017.umz8dv6s
HNSCC-01-0138 | ORIGINAL | CT | 160 | 2000-06-13 | RT SIMULATION | NULL | NULL | Philips Medical Systems | PQ5000 | 4.9.1/5.0.2 | CT Image Storage | 130 |  | 480 | 480 |  | 0 | CC | [10 empty] | 1.3.6.1.4.1.14519.5.2.1.1706.8040.257823071857448316448848882709 | 1.3.6.1.4.1.14519.5.2.1.1706.8040.173037822955105151487877555303 | TCIA | 10.7937/K9/TCIA.2017.umz8dv6s
HNSCC-01-0138 | ORIGINAL | CT | 223 | 2000-10-14 | PET/CT HEAD & NECK CA | CT Atten Cor Head In | 2 | GE MEDICAL SYSTEMS | Discovery ST | LightSpeedAppsdstm5_goc1_11D_R2.9N.IRIX646.5 | CT Image Storage | 120 | HELICAL MODE | 500 | 500 | 949.075 | 0 | CW | 675 | [9 empty] | 1.3.6.1.4.1.14519.5.2.1.1706.8040.757714443986779488207633002091 | 1.3.6.1.4.1.14519.5.2.1.1706.8040.112289903607893280927659794065 | TCIA | 10.7937/K9/TCIA.2017.umz8dv6s
HNSCC-01-0138 | ORIGINAL | PT | 91 | 2000-10-14 | PET/CT HEAD & NECK CA | PET AC H&N | 1 | GE MEDICAL SYSTEMS | Discovery ST | 26.14 | Positron Emission Tomography Image Storage | [9 empty] | FDG -- fluorodeoxyglucose | 655108864 | 6588 | 0.97 | CYLINDRICAL RING | 700\157 | RING | 700 | 1.3.6.1.4.1.14519.5.2.1.1706.8040.757714443986779488207633002091 | 1.3.6.1.4.1.14519.5.2.1.1706.8040.113914973255358247542616584509 | TCIA | 10.7937/K9/TCIA.2017.umz8dv6s
HNSCC-01-0138 | ORIGINAL | PT | 91 | 2000-10-14 | PET/CT HEAD & NECK CA | No AC Recon H&N | 2 | GE MEDICAL SYSTEMS | Discovery ST | 26.14 | Positron Emission Tomography Image Storage | [9 empty] | FDG -- fluorodeoxyglucose | 655108864 | 6588 | 0.97 | CYLINDRICAL RING | 700\157 | RING | 700 | 1.3.6.1.4.1.14519.5.2.1.1706.8040.757714443986779488207633002091 | 1.3.6.1.4.1.14519.5.2.1.1706.8040.243267494091384651774198231021 | TCIA | 10.7937/K9/TCIA.2017.umz8dv6s
HNSCC-01-0138 | ORIGINAL | PT | 223 | 2000-10-14 | PET/CT HEAD & NECK CA | No AC Recon | 2 | GE MEDICAL SYSTEMS | Discovery ST | 26.14 | Positron Emission Tomography Image Storage | [9 empty] | FDG -- fluorodeoxyglucose | 655108864 | 6588 | 0.97 | CYLINDRICAL RING | 700\157 | RING | 700 | 1.3.6.1.4.1.14519.5.2.1.1706.8040.757714443986779488207633002091 | 1.3.6.1.4.1.14519.5.2.1.1706.8040.269846630644702784035728572694 | TCIA | 10.7937/K9/TCIA.2017.umz8dv6s
HNSCC-01-0138 | ORIGINAL | PT | 223 | 2000-10-14 | PET/CT HEAD & NECK CA | PET AC | 1 | GE MEDICAL SYSTEMS | Discovery ST | 26.14 | Positron Emission Tomography Image Storage | [9 empty] | FDG -- fluorodeoxyglucose | 655108864 | 6588 | 0.97 | CYLINDRICAL RING | 700\157 | RING | 700 | 1.3.6.1.4.1.14519.5.2.1.1706.8040.757714443986779488207633002091 | 1.3.6.1.4.1.14519.5.2.1.1706.8040.304927722739486991118769995016 | TCIA | 10.7937/K9/TCIA.2017.umz8dv6s
HNSCC-01-0139 | ORIGINAL | PT | 223 | 2000-05-31 | PET,HEAD&NECK CA INIT | PET AC | 1 | GE MEDICAL SYSTEMS | Discovery ST | 36.14 | Positron Emission Tomography Image Storage | [9 empty] | FDG -- fluorodeoxyglucose | 575125376 | 6588 | 0.97 | CYLINDRICAL RING | 700\157 | RING | 700 | 1.3.6.1.4.1.14519.5.2.1.1706.8040.214982224364660873759371891076 | 1.3.6.1.4.1.14519.5.2.1.1706.8040.123164376900533142586699057392 | TCIA | 10.7937/K9/TCIA.2017.umz8dv6s
HNSCC-01-0139 | ORIGINAL | PT | 223 | 2000-05-31 | PET,HEAD&NECK CA INIT | No AC Recon | 2 | GE MEDICAL SYSTEMS | Discovery ST | 36.14 | Positron Emission Tomography Image Storage | [9 empty] | FDG -- fluorodeoxyglucose | 575125376 | 6588 | 0.97 | CYLINDRICAL RING | 700\157 | RING | 700 | 1.3.6.1.4.1.14519.5.2.1.1706.8040.214982224364660873759371891076 | 1.3.6.1.4.1.14519.5.2.1.1706.8040.206304471810000065030631348974 | TCIA | 10.7937/K9/TCIA.2017.umz8dv6s
HNSCC-01-0139 | ORIGINAL | CT | 223 | 2000-05-31 | PET,HEAD&NECK CA INIT | CT Atten Cor Head In | 2 | GE MEDICAL SYSTEMS | Discovery ST | LightSpeedverrel | CT Image Storage | 120 | HELICAL MODE | 500 | 500 | 949.075 | 0 | CW | 675 | [9 empty] | 1.3.6.1.4.1.14519.5.2.1.1706.8040.214982224364660873759371891076 | 1.3.6.1.4.1.14519.5.2.1.1706.8040.223573087837621445972056882250 | TCIA | 10.7937/K9/TCIA.2017.umz8dv6s
HNSCC-01-0139 | ORIGINAL | PT | 135 | 2000-05-31 | PET,HEAD&NECK CA INIT | No AC Recon H&N | 2 | GE MEDICAL SYSTEMS | Discovery ST | 36.14 | Positron Emission Tomography Image Storage | [9 empty] | FDG -- fluorodeoxyglucose | 575125376 | 6588 | 0.97 | CYLINDRICAL RING | 700\157 | RING | 700 | 1.3.6.1.4.1.14519.5.2.1.1706.8040.229890503597707171261795469205 | 1.3.6.1.4.1.14519.5.2.1.1706.8040.271196786190863067731055627046 | TCIA | 10.7937/K9/TCIA.2017.umz8dv6s
HNSCC-01-0139 | ORIGINAL | PT | 135 | 2000-05-31 | PET,HEAD&NECK CA INIT | PET AC rad onc | 1 | GE MEDICAL SYSTEMS | Discovery ST | 36.14 | Positron Emission Tomography Image Storage | [9 empty] | FDG -- fluorodeoxyglucose | 575125376 | 6588 | 0.97 | CYLINDRICAL RING | 700\157 | RING | 500 | 1.3.6.1.4.1.14519.5.2.1.1706.8040.229890503597707171261795469205 | 1.3.6.1.4.1.14519.5.2.1.1706.8040.744122006985588157455831887755 | TCIA | 10.7937/K9/TCIA.2017.umz8dv6s
HNSCC-01-0139 | NULL | RTPLAN | 1 | 2000-05-31 | RT SIMULATION | NULL | 1 | ADAC | Pinnacle3 | 9.8 | RT Plan Storage | [17 empty] | 1.3.6.1.4.1.14519.5.2.1.1706.8040.229890503597707171261795469205 | 1.3.6.1.4.1.14519.5.2.1.1706.8040.115372809417143310513599507332 | TCIA | 10.7937/K9/TCIA.2017.umz8dv6s
HNSCC-01-0139 | NULL | RTSTRUCT | 1 | 2000-05-31 | RT SIMULATION | NULL | 1 | ADAC | Pinnacle3 | 9.8 | RT Structure Set Storage | [17 empty] | 1.3.6.1.4.1.14519.5.2.1.1706.8040.229890503597707171261795469205 | 1.3.6.1.4.1.14519.5.2.1.1706.8040.116275366577213122138922942358 | TCIA | 10.7937/K9/TCIA.2017.umz8dv6s
HNSCC-01-0139 | NULL | RTDOSE | 1 | 2000-05-31 | RT SIMULATION | NULL | 1 | ADAC | Pinnacle3 | 9.8 | RT Dose Storage | [17 empty] | 1.3.6.1.4.1.14519.5.2.1.1706.8040.229890503597707171261795469205 | 1.3.6.1.4.1.14519.5.2.1.1706.8040.150103134003213840117267803685 | TCIA | 10.7937/K9/TCIA.2017.umz8dv6s
HNSCC-01-0139 | ORIGINAL | PT | 135 | 2000-05-31 | RT SIMULATION | PET AC H&N | 3 | GE MEDICAL SYSTEMS | Discovery ST | 36.14 | Positron Emission Tomography Image Storage | [9 empty] | FDG -- fluorodeoxyglucose | 575125376 | 6588 | 0.97 | CYLINDRICAL RING | 700\157 | RING | 700 | 1.3.6.1.4.1.14519.5.2.1.1706.8040.229890503597707171261795469205 | 1.3.6.1.4.1.14519.5.2.1.1706.8040.104230463349267073383242291144 | TCIA | 10.7937/K9/TCIA.2017.umz8dv6s
HNSCC-01-0139 | ORIGINAL | CT | 176 | 2000-05-31 | RT SIMULATION | NULL | 4 | GE MEDICAL SYSTEMS | Discovery ST | LightSpeedverrel | CT Image Storage | 100 | HELICAL MODE | 500 | 500 | 949.075 | 0 | CW | 641 | [9 empty] | 1.3.6.1.4.1.14519.5.2.1.1706.8040.229890503597707171261795469205 | 1.3.6.1.4.1.14519.5.2.1.1706.8040.125981229116157183655338765165 | TCIA | 10.7937/K9/TCIA.2017.umz8dv6s
HNSCC-01-0139 | ORIGINAL | PT | 91 | 2000-09-27 | PET/CT HEAD & NECK CA | PET_AC_HEAD | 10 | GE MEDICAL SYSTEMS | Discovery STE | 41.04 | Positron Emission Tomography Image Storage | [9 empty] | FDG -- fluorodeoxyglucose | 665573952 | 6588 | 0.97 | CYLINDRICAL RING | 700\153 | RING | 700 | 1.3.6.1.4.1.14519.5.2.1.1706.8040.135125959929010510345849793873 | 1.3.6.1.4.1.14519.5.2.1.1706.8040.109344265491623682700872095323 | TCIA | 10.7937/K9/TCIA.2017.umz8dv6s
HNSCC-01-0139 | ORIGINAL | PT | 91 | 2000-09-27 | PET/CT HEAD & NECK CA | PET_NAC_HEAD | 11 | GE MEDICAL SYSTEMS | Discovery STE | 41.04 | Positron Emission Tomography Image Storage | [9 empty] | FDG -- fluorodeoxyglucose | 665573952 | 6588 | 0.97 | CYLINDRICAL RING | 700\153 | RING | 700 | 1.3.6.1.4.1.14519.5.2.1.1706.8040.135125959929010510345849793873 | 1.3.6.1.4.1.14519.5.2.1.1706.8040.261104103943776293746116676441 | TCIA | 10.7937/K9/TCIA.2017.umz8dv6s
HNSCC-01-0139 | ORIGINAL | PT | 223 | 2000-09-27 | PET/CT HEAD & NECK CA | PET_AC | 4 | GE MEDICAL SYSTEMS | Discovery STE | 41.04 | Positron Emission Tomography Image Storage | [9 empty] | FDG -- fluorodeoxyglucose | 665573952 | 6588 | 0.97 | CYLINDRICAL RING | 700\153 | RING | 700 | 1.3.6.1.4.1.14519.5.2.1.1706.8040.135125959929010510345849793873 | 1.3.6.1.4.1.14519.5.2.1.1706.8040.267197895864295958823346801519 | TCIA | 10.7937/K9/TCIA.2017.umz8dv6s
HNSCC-01-0139 | ORIGINAL | CT | 223 | 2000-09-27 | PET/CT HEAD & NECK CA | CT Atten Cor Head IN | 2 | GE MEDICAL SYSTEMS | Discovery STE | pet_vct_hp.80 | CT Image Storage | 120 | HELICAL MODE | 500 | 500 | 949.075 | 0 | CW | 566 | 27.5 | [8 empty] | 1.3.6.1.4.1.14519.5.2.1.1706.8040.135125959929010510345849793873 | 1.3.6.1.4.1.14519.5.2.1.1706.8040.296847678511689558964189446136 | TCIA | 10.7937/K9/TCIA.2017.umz8dv6s
HNSCC-01-0139 | ORIGINAL | PT | 223 | 2000-09-27 | PET/CT HEAD & NECK CA | PET_NAC | 5 | GE MEDICAL SYSTEMS | Discovery STE | 41.04 | Positron Emission Tomography Image Storage | [9 empty] | FDG -- fluorodeoxyglucose | 665573952 | 6588 | 0.97 | CYLINDRICAL RING | 700\153 | RING | 700 | 1.3.6.1.4.1.14519.5.2.1.1706.8040.135125959929010510345849793873 | 1.3.6.1.4.1.14519.5.2.1.1706.8040.303431385051537804825609941217 | TCIA | 10.7937/K9/TCIA.2017.umz8dv6s
HNSCC-01-0140 | NULL | RTDOSE | 1 | 2000-06-06 | RT SIMULATION | NULL | 1 | ADAC | Pinnacle3 | 9.8 | RT Dose Storage | [17 empty] | 1.3.6.1.4.1.14519.5.2.1.1706.8040.268109488074493656825447250722 | 1.3.6.1.4.1.14519.5.2.1.1706.8040.118416516049817871543441876870 | TCIA | 10.7937/K9/TCIA.2017.umz8dv6s
HNSCC-01-0140 | NULL | RTPLAN | 1 | 2000-06-06 | RT SIMULATION | NULL | 1 | ADAC | Pinnacle3 | 9.8 | RT Plan Storage | [17 empty] | 1.3.6.1.4.1.14519.5.2.1.1706.8040.268109488074493656825447250722 | 1.3.6.1.4.1.14519.5.2.1.1706.8040.245419851686528190028131258465 | TCIA | 10.7937/K9/TCIA.2017.umz8dv6s
HNSCC-01-0140 | NULL | RTSTRUCT | 1 | 2000-06-06 | RT SIMULATION | NULL | 1 | ADAC | Pinnacle3 | 9.8 | RT Structure Set Storage | [17 empty] | 1.3.6.1.4.1.14519.5.2.1.1706.8040.268109488074493656825447250722 | 1.3.6.1.4.1.14519.5.2.1.1706.8040.313475920417386923788323254219 | TCIA | 10.7937/K9/TCIA.2017.umz8dv6s
HNSCC-01-0140 | ORIGINAL | CT | 160 | 2000-06-06 | RT SIMULATION | NULL | 4 | Philips | Mx8000 IDT 16 | 4.2.1 | CT Image Storage | 120 | HELIX | 500 | 500 |  | 0 | CW | [10 empty] | 1.3.6.1.4.1.14519.5.2.1.1706.8040.268109488074493656825447250722 | 1.3.6.1.4.1.14519.5.2.1.1706.8040.128169123346034493556552285060 | TCIA | 10.7937/K9/TCIA.2017.umz8dv6s
HNSCC-01-0140 | ORIGINAL | CT | 223 | 2000-06-10 | PET/CT HEAD&NECK CA IN | CT Atten Cor Head IN | 2 | GE MEDICAL SYSTEMS | Discovery STE | pet_vct_hp.80 | CT Image Storage | 120 | HELICAL MODE | 500 | 500 | 949.075 | 0 | CW | 566 | 27.5 | [8 empty] | 1.3.6.1.4.1.14519.5.2.1.1706.8040.323535427947031740551238527542 | 1.3.6.1.4.1.14519.5.2.1.1706.8040.100061031413627121264955608874 | TCIA | 10.7937/K9/TCIA.2017.umz8dv6s
HNSCC-01-0140 | ORIGINAL | CT | 223 | 2000-12-12 | PET/CT HEAD & NECK CA | CT Atten Cor Head In | 2 | GE MEDICAL SYSTEMS | Discovery ST | LightSpeedAppsdstm5_goc1_11D_R2.9N.IRIX646.5 | CT Image Storage | 120 | HELICAL MODE | 500 | 500 | 949.075 | 0 | CW | 675 | [9 empty] | 1.3.6.1.4.1.14519.5.2.1.1706.8040.208573392376824168231727118214 | 1.3.6.1.4.1.14519.5.2.1.1706.8040.619298396497950598344335724226 | TCIA | 10.7937/K9/TCIA.2017.umz8dv6s
HNSCC-01-0140 | ORIGINAL | CT | 1 | 2001-03-11 | PET/CT HEAD & NECK CA | CT SCOUT H&N | 6 | GE MEDICAL SYSTEMS | Discovery STE | 07MWHL36.4 | CT Image Storage | 80 | SCOUT MODE | 500 |  | 949.075 | 0 | CW | 4072 | [9 empty] | 1.3.6.1.4.1.14519.5.2.1.1706.8040.298912777128513062097551847683 | 1.3.6.1.4.1.14519.5.2.1.1706.8040.122108385213576414237227325843 | TCIA | 10.7937/K9/TCIA.2017.umz8dv6s
HNSCC-01-0140 | ORIGINAL | PT | 207 | 2001-03-11 | PET/CT HEAD & NECK CA | pet_ac_3d | 5 | GE MEDICAL SYSTEMS | Discovery STE | 41.04 | Positron Emission Tomography Image Storage | [9 empty] | FDG -- fluorodeoxyglucose | 298236640 | 6588 | 0.97 | CYLINDRICAL RING | 700\153 | NONE | 700 | 1.3.6.1.4.1.14519.5.2.1.1706.8040.298912777128513062097551847683 | 1.3.6.1.4.1.14519.5.2.1.1706.8040.142726511462853988267356396666 | TCIA | 10.7937/K9/TCIA.2017.umz8dv6s
HNSCC-01-0140 | ORIGINAL | CT | 207 | 2001-03-11 | PET/CT HEAD & NECK CA | CT Atten Cor Head IN | 2 | GE MEDICAL SYSTEMS | Discovery STE | 07MWHL36.4 | CT Image Storage | 120 | HELICAL MODE | 500 | 500 | 949.075 | 0 | CW | 566 | 27.5 | [8 empty] | 1.3.6.1.4.1.14519.5.2.1.1706.8040.298912777128513062097551847683 | 1.3.6.1.4.1.14519.5.2.1.1706.8040.153825539322766547237273051653 | TCIA | 10.7937/K9/TCIA.2017.umz8dv6s
HNSCC-01-0140 | ORIGINAL | CT | 87 | 2001-03-11 | PET/CT HEAD & NECK CA | CT Atten Cor H&N | 7 | GE MEDICAL SYSTEMS | Discovery STE | 07MWHL36.4 | CT Image Storage | 100 | HELICAL MODE | 500 | 500 | 949.075 | 0 | CW | 566 | 27.5 | [8 empty] | 1.3.6.1.4.1.14519.5.2.1.1706.8040.298912777128513062097551847683 | 1.3.6.1.4.1.14519.5.2.1.1706.8040.192336241145033083236799658155 | TCIA | 10.7937/K9/TCIA.2017.umz8dv6s
HNSCC-01-0140 | ORIGINAL | PT | 87 | 2001-03-11 | PET/CT HEAD & NECK CA | PET_AC_HEAD 3D | 11 | GE MEDICAL SYSTEMS | Discovery STE | 41.04 | Positron Emission Tomography Image Storage | [9 empty] | FDG -- fluorodeoxyglucose | 298236640 | 6588 | 0.97 | CYLINDRICAL RING | 700\153 | NONE | 700 | 1.3.6.1.4.1.14519.5.2.1.1706.8040.298912777128513062097551847683 | 1.3.6.1.4.1.14519.5.2.1.1706.8040.200225605300634533892490372299 | TCIA | 10.7937/K9/TCIA.2017.umz8dv6s
HNSCC-01-0140 | ORIGINAL | PT | 87 | 2001-03-11 | PET/CT HEAD & NECK CA | PET_NAC_HEAD 3D | 10 | GE MEDICAL SYSTEMS | Discovery STE | 41.04 | Positron Emission Tomography Image Storage | [9 empty] | FDG -- fluorodeoxyglucose | 298236640 | 6588 | 0.97 | CYLINDRICAL RING | 700\153 | NONE | 700 | 1.3.6.1.4.1.14519.5.2.1.1706.8040.298912777128513062097551847683 | 1.3.6.1.4.1.14519.5.2.1.1706.8040.244569905097236682956274535213 | TCIA | 10.7937/K9/TCIA.2017.umz8dv6s
HNSCC-01-0140 | ORIGINAL | CT | 113 | 2001-03-11 | PET/CT HEAD & NECK CA | CT std 25cm | 8 | GE MEDICAL SYSTEMS | Discovery STE | 07MWHL36.4 | CT Image Storage | 100 | HELICAL MODE | 500 | 250 | 949.075 | 0 | CW | 530 | 27.5 | [8 empty] | 1.3.6.1.4.1.14519.5.2.1.1706.8040.298912777128513062097551847683 | 1.3.6.1.4.1.14519.5.2.1.1706.8040.300286386343736269209216618077 | TCIA | 10.7937/K9/TCIA.2017.umz8dv6s
HNSCC-01-0140 | ORIGINAL | CT | 207 | 2001-03-11 | PET/CT HEAD & NECK CA | CT Lung | 3 | GE MEDICAL SYSTEMS | Discovery STE | 07MWHL36.4 | CT Image Storage | 120 | HELICAL MODE | 500 | 500 | 949.075 | 0 | CW | 566 | 27.5 | [8 empty] | 1.3.6.1.4.1.14519.5.2.1.1706.8040.298912777128513062097551847683 | 1.3.6.1.4.1.14519.5.2.1.1706.8040.338824339795234243757626198391 | TCIA | 10.7937/K9/TCIA.2017.umz8dv6s
HNSCC-01-0140 | ORIGINAL | CT | 1 | 2001-03-11 | PET/CT HEAD & NECK CA | CT SCOUT HEAD IN | 1 | GE MEDICAL SYSTEMS | Discovery STE | 07MWHL36.4 | CT Image Storage | 120 | SCOUT MODE | 500 |  | 949.075 | 0 | CW | 9070 | [9 empty] | 1.3.6.1.4.1.14519.5.2.1.1706.8040.298912777128513062097551847683 | 1.3.6.1.4.1.14519.5.2.1.1706.8040.547201035964862308134149446100 | TCIA | 10.7937/K9/TCIA.2017.umz8dv6s
HNSCC-01-0140 | ORIGINAL | CT | 113 | 2001-03-11 | PET/CT HEAD & NECK CA | CT Bone 25cm | 9 | GE MEDICAL SYSTEMS | Discovery STE | 07MWHL36.4 | CT Image Storage | 100 | HELICAL MODE | 500 | 250 | 949.075 | 0 | CW | 530 | 27.5 | [8 empty] | 1.3.6.1.4.1.14519.5.2.1.1706.8040.298912777128513062097551847683 | 1.3.6.1.4.1.14519.5.2.1.1706.8040.794904428533013896036794188674 | TCIA | 10.7937/K9/TCIA.2017.umz8dv6s
HNSCC-01-0140 | ORIGINAL | PT | 207 | 2001-03-11 | PET/CT HEAD & NECK CA | PET_NO AC 3DIR | 4 | GE MEDICAL SYSTEMS | Discovery STE | 41.04 | Positron Emission Tomography Image Storage | [9 empty] | FDG -- fluorodeoxyglucose | 298236640 | 6588 | 0.97 | CYLINDRICAL RING | 700\153 | NONE | 700 | 1.3.6.1.4.1.14519.5.2.1.1706.8040.298912777128513062097551847683 | 1.3.6.1.4.1.14519.5.2.1.1706.8040.887026319002554779990627337633 | TCIA | 10.7937/K9/TCIA.2017.umz8dv6s
HNSCC-01-0141 | ORIGINAL | PT | 217 | 2000-08-09 | PET/CT HEAD & NECK CA | PET_AC | 4 | GE MEDICAL SYSTEMS | Discovery STE | 41.04 | Positron Emission Tomography Image Storage | [9 empty] | FDG -- fluorodeoxyglucose | 623289216 | 6588 | 0.97 | CYLINDRICAL RING | 700\153 | RING | 700 | 1.3.6.1.4.1.14519.5.2.1.1706.8040.192565682880918585636658146504 | 1.3.6.1.4.1.14519.5.2.1.1706.8040.270524862201701224243129508216 | TCIA | 10.7937/K9/TCIA.2017.umz8dv6s
HNSCC-01-0141 | ORIGINAL | CT | 223 | 2000-08-09 | PET/CT HEAD & NECK CA | CT Atten Cor Head IN | 2 | GE MEDICAL SYSTEMS | Discovery STE | pet_vct_hp.80 | CT Image Storage | 120 | HELICAL MODE | 500 | 500 | 949.075 | 0 | CW | 566 | 27.5 | [8 empty] | 1.3.6.1.4.1.14519.5.2.1.1706.8040.192565682880918585636658146504 | 1.3.6.1.4.1.14519.5.2.1.1706.8040.924828034432035089158674578134 | TCIA | 10.7937/K9/TCIA.2017.umz8dv6s
HNSCC-01-0141 | NULL | RTSTRUCT | 1 | 2000-08-26 | RT SIMULATION | NULL | 1 | ADAC | Pinnacle3 | 9.8 | RT Structure Set Storage | [17 empty] | 1.3.6.1.4.1.14519.5.2.1.1706.8040.366595129080834131561841442996 | 1.3.6.1.4.1.14519.5.2.1.1706.8040.122696479473525355837991676780 | TCIA | 10.7937/K9/TCIA.2017.umz8dv6s
HNSCC-01-0141 | NULL | RTPLAN | 1 | 2000-08-26 | RT SIMULATION | NULL | 1 | ADAC | Pinnacle3 | 9.8 | RT Plan Storage | [17 empty] | 1.3.6.1.4.1.14519.5.2.1.1706.8040.366595129080834131561841442996 | 1.3.6.1.4.1.14519.5.2.1.1706.8040.257399040591891041192339220490 | TCIA | 10.7937/K9/TCIA.2017.umz8dv6s
HNSCC-01-0141 | NULL | RTDOSE | 1 | 2000-08-26 | RT SIMULATION | NULL | 1 | ADAC | Pinnacle3 | 9.8 | RT Dose Storage | [17 empty] | 1.3.6.1.4.1.14519.5.2.1.1706.8040.366595129080834131561841442996 | 1.3.6.1.4.1.14519.5.2.1.1706.8040.292785200623542815305072846279 | TCIA | 10.7937/K9/TCIA.2017.umz8dv6s
HNSCC-01-0141 | ORIGINAL | CT | 160 | 2000-08-26 | RT SIMULATION | NULL | NULL | Philips Medical Systems | PQ5000 | 4.9.1/5.0.2 | CT Image Storage | 130 |  | 480 | 480 |  | 0 | CC | [10 empty] | 1.3.6.1.4.1.14519.5.2.1.1706.8040.366595129080834131561841442996 | 1.3.6.1.4.1.14519.5.2.1.1706.8040.145025627102809821701010230232 | TCIA | 10.7937/K9/TCIA.2017.umz8dv6s
HNSCC-01-0141 | ORIGINAL | PT | 87 | 2001-03-04 | PET/CT HEAD & NECK CA | pet_ac_3d | 11 | GE MEDICAL SYSTEMS | Discovery RX | 41.04 | Positron Emission Tomography Image Storage | [9 empty] | FDG -- fluorodeoxyglucose | 414686112 | 6588 | 0.97 | CYLINDRICAL RING | 700\153 | NONE | 700 | 1.3.6.1.4.1.14519.5.2.1.1706.8040.519526940389593522978163096989 | 1.3.6.1.4.1.14519.5.2.1.1706.8040.176309279011176307068967877256 | TCIA | 10.7937/K9/TCIA.2017.umz8dv6s
HNSCC-01-0141 | ORIGINAL | PT | 87 | 2001-03-04 | PET/CT HEAD & NECK CA | PET_NO AC 3DIR | 10 | GE MEDICAL SYSTEMS | Discovery RX | 41.04 | Positron Emission Tomography Image Storage | [9 empty] | FDG -- fluorodeoxyglucose | 414686112 | 6588 | 0.97 | CYLINDRICAL RING | 700\153 | NONE | 700 | 1.3.6.1.4.1.14519.5.2.1.1706.8040.519526940389593522978163096989 | 1.3.6.1.4.1.14519.5.2.1.1706.8040.244729315988819996790083795325 | TCIA | 10.7937/K9/TCIA.2017.umz8dv6s
HNSCC-01-0141 | ORIGINAL | PT | 247 | 2001-03-04 | PET/CT HEAD & NECK CA | pet_ac_3d | 5 | GE MEDICAL SYSTEMS | Discovery RX | 41.04 | Positron Emission Tomography Image Storage | [9 empty] | FDG -- fluorodeoxyglucose | 414686112 | 6588 | 0.97 | CYLINDRICAL RING | 700\153 | NONE | 700 | 1.3.6.1.4.1.14519.5.2.1.1706.8040.519526940389593522978163096989 | 1.3.6.1.4.1.14519.5.2.1.1706.8040.316958304365649032819503103188 | TCIA | 10.7937/K9/TCIA.2017.umz8dv6s
HNSCC-01-0141 | ORIGINAL | PT | 247 | 2001-03-04 | PET/CT HEAD & NECK CA | PET_NO AC 3DIR | 4 | GE MEDICAL SYSTEMS | Discovery RX | 41.04 | Positron Emission Tomography Image Storage | [9 empty] | FDG -- fluorodeoxyglucose | 414686112 | 6588 | 0.97 | CYLINDRICAL RING | 700\153 | NONE | 700 | 1.3.6.1.4.1.14519.5.2.1.1706.8040.519526940389593522978163096989 | 1.3.6.1.4.1.14519.5.2.1.1706.8040.703593751297055543152948255600 | TCIA | 10.7937/K9/TCIA.2017.umz8dv6s
HNSCC-01-0141 | ORIGINAL | CT | 247 | 2001-03-04 | PET/CT HEAD & NECK CA | CT Atten soft | 2 | GE MEDICAL SYSTEMS | Discovery RX | 07MWHL36.4 | CT Image Storage | 120 | HELICAL MODE | 500 | 500 | 949.075 | 0 | CW | 566 | 27.5 | [8 empty] | 1.3.6.1.4.1.14519.5.2.1.1706.8040.519526940389593522978163096989 | 1.3.6.1.4.1.14519.5.2.1.1706.8040.711684674631864013556115113162 | TCIA | 10.7937/K9/TCIA.2017.umz8dv6s
HNSCC-01-0142 | ORIGINAL | PT | 91 | 2000-09-11 | PET/CT HEAD&NECK CA IN | PET_AC_HEAD | 10 | GE MEDICAL SYSTEMS | Discovery STE | 41.04 | Positron Emission Tomography Image Storage | [9 empty] | FDG -- fluorodeoxyglucose | 669963456 | 6588 | 0.97 | CYLINDRICAL RING | 700\153 | RING | 700 | 1.3.6.1.4.1.14519.5.2.1.1706.8040.194003539862952262710976796461 | 1.3.6.1.4.1.14519.5.2.1.1706.8040.138880364917834288460096786055 | TCIA | 10.7937/K9/TCIA.2017.umz8dv6s
HNSCC-01-0142 | ORIGINAL | PT | 91 | 2000-09-11 | PET/CT HEAD&NECK CA IN | PET_NAC_HEAD | 11 | GE MEDICAL SYSTEMS | Discovery STE | 41.04 | Positron Emission Tomography Image Storage | [9 empty] | FDG -- fluorodeoxyglucose | 669963456 | 6588 | 0.97 | CYLINDRICAL RING | 700\153 | RING | 700 | 1.3.6.1.4.1.14519.5.2.1.1706.8040.194003539862952262710976796461 | 1.3.6.1.4.1.14519.5.2.1.1706.8040.157600978564024022256435921862 | TCIA | 10.7937/K9/TCIA.2017.umz8dv6s
HNSCC-01-0142 | ORIGINAL | PT | 223 | 2000-09-11 | PET/CT HEAD&NECK CA IN | PET_NAC | 5 | GE MEDICAL SYSTEMS | Discovery STE | 41.04 | Positron Emission Tomography Image Storage | [9 empty] | FDG -- fluorodeoxyglucose | 669963456 | 6588 | 0.97 | CYLINDRICAL RING | 700\153 | RING | 700 | 1.3.6.1.4.1.14519.5.2.1.1706.8040.194003539862952262710976796461 | 1.3.6.1.4.1.14519.5.2.1.1706.8040.236118541608966674302879434241 | TCIA | 10.7937/K9/TCIA.2017.umz8dv6s
HNSCC-01-0142 | ORIGINAL | PT | 223 | 2000-09-11 | PET/CT HEAD&NECK CA IN | PET_AC | 4 | GE MEDICAL SYSTEMS | Discovery STE | 41.04 | Positron Emission Tomography Image Storage | [9 empty] | FDG -- fluorodeoxyglucose | 669963456 | 6588 | 0.97 | CYLINDRICAL RING | 700\153 | RING | 700 | 1.3.6.1.4.1.14519.5.2.1.1706.8040.194003539862952262710976796461 | 1.3.6.1.4.1.14519.5.2.1.1706.8040.339490636302846432146838938521 | TCIA | 10.7937/K9/TCIA.2017.umz8dv6s
HNSCC-01-0142 | ORIGINAL | CT | 118 | 2000-09-11 | PET/CT HEAD&NECK CA IN | Recon 3: CT Atten Cor H&N | 9 | GE MEDICAL SYSTEMS | Discovery STE | pet_vct_hp.80 | CT Image Storage | 100 | HELICAL MODE | 500 | 250 | 949.075 | 0 | CW | 530 | 27.5 | [8 empty] | 1.3.6.1.4.1.14519.5.2.1.1706.8040.194003539862952262710976796461 | 1.3.6.1.4.1.14519.5.2.1.1706.8040.421366953668726054472283681952 | TCIA | 10.7937/K9/TCIA.2017.umz8dv6s
HNSCC-01-0142 | NULL | RTDOSE | 1 | 2000-11-19 | RT SIMULATION | NULL | 1 | ADAC | Pinnacle3 | 9.8 | RT Dose Storage | [17 empty] | 1.3.6.1.4.1.14519.5.2.1.1706.8040.112307930126809001534356151932 | 1.3.6.1.4.1.14519.5.2.1.1706.8040.190363802630205441308235567602 | TCIA | 10.7937/K9/TCIA.2017.umz8dv6s
HNSCC-01-0142 | NULL | RTSTRUCT | 1 | 2000-11-19 | RT SIMULATION | NULL | 1 | ADAC | Pinnacle3 | 9.8 | RT Structure Set Storage | [17 empty] | 1.3.6.1.4.1.14519.5.2.1.1706.8040.112307930126809001534356151932 | 1.3.6.1.4.1.14519.5.2.1.1706.8040.324103205353108994682604708458 | TCIA | 10.7937/K9/TCIA.2017.umz8dv6s
HNSCC-01-0142 | NULL | RTPLAN | 1 | 2000-11-19 | RT SIMULATION | NULL | 1 | ADAC | Pinnacle3 | 9.8 | RT Plan Storage | [17 empty] | 1.3.6.1.4.1.14519.5.2.1.1706.8040.112307930126809001534356151932 | 1.3.6.1.4.1.14519.5.2.1.1706.8040.331559757088240414867676001951 | TCIA | 10.7937/K9/TCIA.2017.umz8dv6s
HNSCC-01-0142 | ORIGINAL | CT | 163 | 2000-11-19 | RT SIMULATION | NULL | 3 | Philips | Mx8000 IDT 16 | 4.2.1 | CT Image Storage | 120 | HELIX | 500 | 500 |  | 0 | CW | [10 empty] | 1.3.6.1.4.1.14519.5.2.1.1706.8040.112307930126809001534356151932 | 1.3.6.1.4.1.14519.5.2.1.1706.8040.336230783087733925271904462386 | TCIA | 10.7937/K9/TCIA.2017.umz8dv6s
HNSCC-01-0142 | ORIGINAL | PT | 287 | 2000-11-27 | PET/CT HEAD & NECK CA | PET_NO AC 3DIR | 4 | GE MEDICAL SYSTEMS | Discovery RX | 41.04 | Positron Emission Tomography Image Storage | [9 empty] | FDG -- fluorodeoxyglucose | 376306848 | 6588 | 0.97 | CYLINDRICAL RING | 700\153 | NONE | 700 | 1.3.6.1.4.1.14519.5.2.1.1706.8040.289619029086319448477064845777 | 1.3.6.1.4.1.14519.5.2.1.1706.8040.171054921570867838676453455999 | TCIA | 10.7937/K9/TCIA.2017.umz8dv6s
HNSCC-01-0142 | ORIGINAL | CT | 287 | 2000-11-27 | PET/CT HEAD & NECK CA | CT Atten soft | 2 | GE MEDICAL SYSTEMS | Discovery RX | 07MWHL36.4 | CT Image Storage | 120 | HELICAL MODE | 500 | 500 | 949.075 | 0 | CW | 566 | 27.5 | [8 empty] | 1.3.6.1.4.1.14519.5.2.1.1706.8040.289619029086319448477064845777 | 1.3.6.1.4.1.14519.5.2.1.1706.8040.175267163012529770143626535872 | TCIA | 10.7937/K9/TCIA.2017.umz8dv6s
HNSCC-01-0142 | ORIGINAL | PT | 287 | 2000-11-27 | PET/CT HEAD & NECK CA | pet_ac_3d | 5 | GE MEDICAL SYSTEMS | Discovery RX | 41.04 | Positron Emission Tomography Image Storage | [9 empty] | FDG -- fluorodeoxyglucose | 376306848 | 6588 | 0.97 | CYLINDRICAL RING | 700\153 | NONE | 700 | 1.3.6.1.4.1.14519.5.2.1.1706.8040.289619029086319448477064845777 | 1.3.6.1.4.1.14519.5.2.1.1706.8040.296241839816869947790651335485 | TCIA | 10.7937/K9/TCIA.2017.umz8dv6s
HNSCC-01-0142 | ORIGINAL | PT | 287 | 2001-03-03 | PET/CT HEAD & NECK CA | pet_ac_3d | 6 | GE MEDICAL SYSTEMS | Discovery STE | 41.04 | Positron Emission Tomography Image Storage | [9 empty] | FDG -- fluorodeoxyglucose | 333443488 | 6588 | 0.97 | CYLINDRICAL RING | 700\153 | NONE | 700 | 1.3.6.1.4.1.14519.5.2.1.1706.8040.263990645711946773268091647428 | 1.3.6.1.4.1.14519.5.2.1.1706.8040.117266116014230282138251542060 | TCIA | 10.7937/K9/TCIA.2017.umz8dv6s
HNSCC-01-0142 | ORIGINAL | PT | 287 | 2001-03-03 | PET/CT HEAD & NECK CA | PET_NO AC 3DIR | 5 | GE MEDICAL SYSTEMS | Discovery STE | 41.04 | Positron Emission Tomography Image Storage | [9 empty] | FDG -- fluorodeoxyglucose | 333443488 | 6588 | 0.97 | CYLINDRICAL RING | 700\153 | NONE | 700 | 1.3.6.1.4.1.14519.5.2.1.1706.8040.263990645711946773268091647428 | 1.3.6.1.4.1.14519.5.2.1.1706.8040.177736928892940121483847077672 | TCIA | 10.7937/K9/TCIA.2017.umz8dv6s
HNSCC-01-0142 | ORIGINAL | CT | 287 | 2001-03-03 | PET/CT HEAD & NECK CA | CT SOFT | 3 | GE MEDICAL SYSTEMS | Discovery STE | 07MWHL36.4 | CT Image Storage | 120 | HELICAL MODE | 500 | 500 | 949.075 | 0 | CW | 566 | 27.5 | [8 empty] | 1.3.6.1.4.1.14519.5.2.1.1706.8040.263990645711946773268091647428 | 1.3.6.1.4.1.14519.5.2.1.1706.8040.299570426114040995476865824171 | TCIA | 10.7937/K9/TCIA.2017.umz8dv6s
HNSCC-01-0143 | ORIGINAL | PT | 91 | 2000-07-19 | PET/CT HEAD & NECK CA | PET_AC_HEAD | 5 | GE MEDICAL SYSTEMS | Discovery RX | 41.04 | Positron Emission Tomography Image Storage | [9 empty] | FDG -- fluorodeoxyglucose | 611661568 | 6588 | 0.97 | CYLINDRICAL RING | 700\153 | RING | 700 | 1.3.6.1.4.1.14519.5.2.1.1706.8040.696736280022108509404210299027 | 1.3.6.1.4.1.14519.5.2.1.1706.8040.183502304120858881425539983482 | TCIA | 10.7937/K9/TCIA.2017.umz8dv6s
HNSCC-01-0143 | ORIGINAL | PT | 91 | 2000-07-19 | PET/CT HEAD & NECK CA | PET_NAC_HEAD | 6 | GE MEDICAL SYSTEMS | Discovery RX | 41.04 | Positron Emission Tomography Image Storage | [9 empty] | FDG -- fluorodeoxyglucose | 611661568 | 6588 | 0.97 | CYLINDRICAL RING | 700\153 | RING | 700 | 1.3.6.1.4.1.14519.5.2.1.1706.8040.696736280022108509404210299027 | 1.3.6.1.4.1.14519.5.2.1.1706.8040.215864160916885330843603892200 | TCIA | 10.7937/K9/TCIA.2017.umz8dv6s
HNSCC-01-0143 | ORIGINAL | CT | 223 | 2000-07-19 | PET/CT HEAD & NECK CA | CT Atten Cor Head IN | 2 | GE MEDICAL SYSTEMS | Discovery RX | pet_vct_hp.80 | CT Image Storage | 120 | HELICAL MODE | 500 | 500 | 949.075 | 0 | CW | 566 | 27.5 | [8 empty] | 1.3.6.1.4.1.14519.5.2.1.1706.8040.110941950703470883015488883777 | 1.3.6.1.4.1.14519.5.2.1.1706.8040.252449444198102144999119938489 | TCIA | 10.7937/K9/TCIA.2017.umz8dv6s
HNSCC-01-0143 | ORIGINAL | PT | 223 | 2000-07-19 | PET/CT HEAD & NECK CA | PET_AC | 4 | GE MEDICAL SYSTEMS | Discovery RX | 41.04 | Positron Emission Tomography Image Storage | [9 empty] | FDG -- fluorodeoxyglucose | 611661568 | 6588 | 0.97 | CYLINDRICAL RING | 700\153 | RING | 700 | 1.3.6.1.4.1.14519.5.2.1.1706.8040.110941950703470883015488883777 | 1.3.6.1.4.1.14519.5.2.1.1706.8040.295939146122934422418910142663 | TCIA | 10.7937/K9/TCIA.2017.umz8dv6s
HNSCC-01-0143 | ORIGINAL | PT | 223 | 2000-07-19 | PET/CT HEAD & NECK CA | PET_NAC | 5 | GE MEDICAL SYSTEMS | Discovery RX | 41.04 | Positron Emission Tomography Image Storage | [9 empty] | FDG -- fluorodeoxyglucose | 611661568 | 6588 | 0.97 | CYLINDRICAL RING | 700\153 | RING | 700 | 1.3.6.1.4.1.14519.5.2.1.1706.8040.110941950703470883015488883777 | 1.3.6.1.4.1.14519.5.2.1.1706.8040.300390825863729260076288325133 | TCIA | 10.7937/K9/TCIA.2017.umz8dv6s
HNSCC-01-0143 | ORIGINAL | PT | 87 | 2001-01-19 | PET/CT HEAD & NECK CA | PET_NO AC 3DIR | 10 | GE MEDICAL SYSTEMS | Discovery RX | 41.04 | Positron Emission Tomography Image Storage | [9 empty] | FDG -- fluorodeoxyglucose | 389608480 | 6588 | 0.97 | CYLINDRICAL RING | 700\153 | NONE | 700 | 1.3.6.1.4.1.14519.5.2.1.1706.8040.135413540573537538380903531124 | 1.3.6.1.4.1.14519.5.2.1.1706.8040.159621221323706116933228729775 | TCIA | 10.7937/K9/TCIA.2017.umz8dv6s
HNSCC-01-0143 | ORIGINAL | PT | 247 | 2001-01-19 | PET/CT HEAD & NECK CA | pet_ac_3d | 5 | GE MEDICAL SYSTEMS | Discovery RX | 41.04 | Positron Emission Tomography Image Storage | [9 empty] | FDG -- fluorodeoxyglucose | 389608480 | 6588 | 0.97 | CYLINDRICAL RING | 700\153 | NONE | 700 | 1.3.6.1.4.1.14519.5.2.1.1706.8040.135413540573537538380903531124 | 1.3.6.1.4.1.14519.5.2.1.1706.8040.184118142050466671843921570583 | TCIA | 10.7937/K9/TCIA.2017.umz8dv6s
HNSCC-01-0143 | ORIGINAL | CT | 247 | 2001-01-19 | PET/CT HEAD & NECK CA | CT Atten soft | 2 | GE MEDICAL SYSTEMS | Discovery RX | 07MWHL36.4 | CT Image Storage | 120 | HELICAL MODE | 500 | 500 | 949.075 | 0 | CW | 566 | 27.5 | [8 empty] | 1.3.6.1.4.1.14519.5.2.1.1706.8040.135413540573537538380903531124 | 1.3.6.1.4.1.14519.5.2.1.1706.8040.185061634287833296146693845022 | TCIA | 10.7937/K9/TCIA.2017.umz8dv6s
HNSCC-01-0143 | ORIGINAL | PT | 87 | 2001-01-19 | PET/CT HEAD & NECK CA | pet_ac_3d | 11 | GE MEDICAL SYSTEMS | Discovery RX | 41.04 | Positron Emission Tomography Image Storage | [9 empty] | FDG -- fluorodeoxyglucose | 389608480 | 6588 | 0.97 | CYLINDRICAL RING | 700\153 | NONE | 700 | 1.3.6.1.4.1.14519.5.2.1.1706.8040.135413540573537538380903531124 | 1.3.6.1.4.1.14519.5.2.1.1706.8040.229492702668116157382551491027 | TCIA | 10.7937/K9/TCIA.2017.umz8dv6s
HNSCC-01-0143 | ORIGINAL | PT | 247 | 2001-01-19 | PET/CT HEAD & NECK CA | PET_NO AC 3DIR | 4 | GE MEDICAL SYSTEMS | Discovery RX | 41.04 | Positron Emission Tomography Image Storage | [9 empty] | FDG -- fluorodeoxyglucose | 389608480 | 6588 | 0.97 | CYLINDRICAL RING | 700\153 | NONE | 700 | 1.3.6.1.4.1.14519.5.2.1.1706.8040.135413540573537538380903531124 | 1.3.6.1.4.1.14519.5.2.1.1706.8040.421084952579523452746309656580 | TCIA | 10.7937/K9/TCIA.2017.umz8dv6s
HNSCC-01-0144 | ORIGINAL | PT | 179 | 2000-08-22 | PET,HEAD&NECK CA INIT | PET AC | 1 | GE MEDICAL SYSTEMS | Discovery ST | 36.14 | Positron Emission Tomography Image Storage | [9 empty] | FDG -- fluorodeoxyglucose | 693189696 | 6588 | 0.97 | CYLINDRICAL RING | 700\157 | RING | 700 | 1.3.6.1.4.1.14519.5.2.1.1706.8040.249823972400115700414602039921 | 1.3.6.1.4.1.14519.5.2.1.1706.8040.102263865762774578212533377278 | TCIA | 10.7937/K9/TCIA.2017.umz8dv6s
HNSCC-01-0144 | ORIGINAL | PT | 179 | 2000-08-22 | PET,HEAD&NECK CA INIT | No AC Recon | 2 | GE MEDICAL SYSTEMS | Discovery ST | 36.14 | Positron Emission Tomography Image Storage | [9 empty] | FDG -- fluorodeoxyglucose | 693189696 | 6588 | 0.97 | CYLINDRICAL RING | 700\157 | RING | 700 | 1.3.6.1.4.1.14519.5.2.1.1706.8040.249823972400115700414602039921 | 1.3.6.1.4.1.14519.5.2.1.1706.8040.180427070487911417210650538600 | TCIA | 10.7937/K9/TCIA.2017.umz8dv6s
HNSCC-01-0144 | ORIGINAL | PT | 135 | 2000-08-22 | PET,HEAD&NECK CA INIT | PET AC rad onc | 1 | GE MEDICAL SYSTEMS | Discovery ST | 36.14 | Positron Emission Tomography Image Storage | [9 empty] | FDG -- fluorodeoxyglucose | 693189696 | 6588 | 0.97 | CYLINDRICAL RING | 700\157 | RING | 500 | 1.3.6.1.4.1.14519.5.2.1.1706.8040.112013944607110367119231249341 | 1.3.6.1.4.1.14519.5.2.1.1706.8040.207048529077648008151953316221 | TCIA | 10.7937/K9/TCIA.2017.umz8dv6s
HNSCC-01-0144 | ORIGINAL | CT | 179 | 2000-08-22 | PET,HEAD&NECK CA INIT | CT Atten Cor Head In | 2 | GE MEDICAL SYSTEMS | Discovery ST | LightSpeedverrel | CT Image Storage | 120 | HELICAL MODE | 500 | 500 | 949.075 | 0 | CW | 675 | [9 empty] | 1.3.6.1.4.1.14519.5.2.1.1706.8040.249823972400115700414602039921 | 1.3.6.1.4.1.14519.5.2.1.1706.8040.207515425652616054818340144214 | TCIA | 10.7937/K9/TCIA.2017.umz8dv6s
HNSCC-01-0144 | ORIGINAL | PT | 135 | 2000-08-22 | PET,HEAD&NECK CA INIT | PET AC H&N | 3 | GE MEDICAL SYSTEMS | Discovery ST | 36.14 | Positron Emission Tomography Image Storage | [9 empty] | FDG -- fluorodeoxyglucose | 693189696 | 6588 | 0.97 | CYLINDRICAL RING | 700\157 | RING | 700 | 1.3.6.1.4.1.14519.5.2.1.1706.8040.112013944607110367119231249341 | 1.3.6.1.4.1.14519.5.2.1.1706.8040.213660265231548154746085174708 | TCIA | 10.7937/K9/TCIA.2017.umz8dv6s
HNSCC-01-0144 | ORIGINAL | PT | 135 | 2000-08-22 | PET,HEAD&NECK CA INIT | No AC Recon H&N | 2 | GE MEDICAL SYSTEMS | Discovery ST | 36.14 | Positron Emission Tomography Image Storage | [9 empty] | FDG -- fluorodeoxyglucose | 693189696 | 6588 | 0.97 | CYLINDRICAL RING | 700\157 | RING | 700 | 1.3.6.1.4.1.14519.5.2.1.1706.8040.112013944607110367119231249341 | 1.3.6.1.4.1.14519.5.2.1.1706.8040.622404474094844556069713747673 | TCIA | 10.7937/K9/TCIA.2017.umz8dv6s
HNSCC-01-0144 | NULL | RTPLAN | 1 | 2000-08-22 | RT SIMULATION | NULL | 1 | ADAC | Pinnacle3 | 9.8 | RT Plan Storage | [17 empty] | 1.3.6.1.4.1.14519.5.2.1.1706.8040.112013944607110367119231249341 | 1.3.6.1.4.1.14519.5.2.1.1706.8040.181898963705672266221723210245 | TCIA | 10.7937/K9/TCIA.2017.umz8dv6s
HNSCC-01-0144 | NULL | RTDOSE | 1 | 2000-08-22 | RT SIMULATION | NULL | 1 | ADAC | Pinnacle3 | 9.8 | RT Dose Storage | [17 empty] | 1.3.6.1.4.1.14519.5.2.1.1706.8040.112013944607110367119231249341 | 1.3.6.1.4.1.14519.5.2.1.1706.8040.582696518032287100082906803423 | TCIA | 10.7937/K9/TCIA.2017.umz8dv6s
HNSCC-01-0144 | NULL | RTSTRUCT | 1 | 2000-08-22 | RT SIMULATION | NULL | 1 | ADAC | Pinnacle3 | 9.8 | RT Structure Set Storage | [17 empty] | 1.3.6.1.4.1.14519.5.2.1.1706.8040.112013944607110367119231249341 | 1.3.6.1.4.1.14519.5.2.1.1706.8040.631104965488366289149841548458 | TCIA | 10.7937/K9/TCIA.2017.umz8dv6s
HNSCC-01-0144 | ORIGINAL | CT | 176 | 2000-08-22 | RT SIMULATION | NULL | 4 | GE MEDICAL SYSTEMS | Discovery ST | LightSpeedverrel | CT Image Storage | 100 | HELICAL MODE | 500 | 500 | 949.075 | 0 | CW | 641 | [9 empty] | 1.3.6.1.4.1.14519.5.2.1.1706.8040.112013944607110367119231249341 | 1.3.6.1.4.1.14519.5.2.1.1706.8040.116748260972234106045485871448 | TCIA | 10.7937/K9/TCIA.2017.umz8dv6s
HNSCC-01-0144 | ORIGINAL | PT | 207 | 2000-12-04 | PET/CT HEAD & NECK CA | PET_AC_3D_FDG | 5 | GE MEDICAL SYSTEMS | Discovery RX | 41.04 | Positron Emission Tomography Image Storage | [9 empty] | FDG -- fluorodeoxyglucose | 378349120 | 6588 | 0.97 | CYLINDRICAL RING | 700\153 | NONE | 700 | 1.3.6.1.4.1.14519.5.2.1.1706.8040.262402271278326054023758778242 | 1.3.6.1.4.1.14519.5.2.1.1706.8040.131196425179224397638480530940 | TCIA | 10.7937/K9/TCIA.2017.umz8dv6s
HNSCC-01-0144 | ORIGINAL | PT | 87 | 2000-12-04 | PET/CT HEAD & NECK CA | PET_AC_3D_FDG_H&N | 11 | GE MEDICAL SYSTEMS | Discovery RX | 41.04 | Positron Emission Tomography Image Storage | [9 empty] | FDG -- fluorodeoxyglucose | 378349120 | 6588 | 0.97 | CYLINDRICAL RING | 700\153 | NONE | 700 | 1.3.6.1.4.1.14519.5.2.1.1706.8040.262402271278326054023758778242 | 1.3.6.1.4.1.14519.5.2.1.1706.8040.150196489736143002036884886169 | TCIA | 10.7937/K9/TCIA.2017.umz8dv6s
HNSCC-01-0144 | ORIGINAL | PT | 207 | 2000-12-04 | PET/CT HEAD & NECK CA | PET_NAC_3D_FDG | 4 | GE MEDICAL SYSTEMS | Discovery RX | 41.04 | Positron Emission Tomography Image Storage | [9 empty] | FDG -- fluorodeoxyglucose | 378349120 | 6588 | 0.97 | CYLINDRICAL RING | 700\153 | NONE | 700 | 1.3.6.1.4.1.14519.5.2.1.1706.8040.262402271278326054023758778242 | 1.3.6.1.4.1.14519.5.2.1.1706.8040.194463421824125091143717303347 | TCIA | 10.7937/K9/TCIA.2017.umz8dv6s
HNSCC-01-0144 | ORIGINAL | CT | 207 | 2000-12-04 | PET/CT HEAD & NECK CA | CT Soft | 2 | GE MEDICAL SYSTEMS | Discovery RX | 07MWDVCT36.4 | CT Image Storage | 120 | HELICAL MODE | 500 | 500 | 949.075 | 0 | CW | 500 | 55 | [8 empty] | 1.3.6.1.4.1.14519.5.2.1.1706.8040.262402271278326054023758778242 | 1.3.6.1.4.1.14519.5.2.1.1706.8040.212704710370842951469098272273 | TCIA | 10.7937/K9/TCIA.2017.umz8dv6s
HNSCC-01-0144 | ORIGINAL | PT | 87 | 2000-12-04 | PET/CT HEAD & NECK CA | 3D_FDG_H&N_NAC | 10 | GE MEDICAL SYSTEMS | Discovery RX | 41.04 | Positron Emission Tomography Image Storage | [9 empty] | FDG -- fluorodeoxyglucose | 378349120 | 6588 | 0.97 | CYLINDRICAL RING | 700\153 | NONE | 700 | 1.3.6.1.4.1.14519.5.2.1.1706.8040.262402271278326054023758778242 | 1.3.6.1.4.1.14519.5.2.1.1706.8040.265612663331016825584142236342 | TCIA | 10.7937/K9/TCIA.2017.umz8dv6s
HNSCC-01-0145 | ORIGINAL | PT | 91 | 2000-09-05 | PET/CT HEAD & NECK CA | PET_NAC_HEAD | 11 | GE MEDICAL SYSTEMS | Discovery RX | 41.04 | Positron Emission Tomography Image Storage | [9 empty] | FDG -- fluorodeoxyglucose | 673770048 | 6588 | 0.97 | CYLINDRICAL RING | 700\153 | RING | 700 | 1.3.6.1.4.1.14519.5.2.1.1706.8040.228867557223928727619172926748 | 1.3.6.1.4.1.14519.5.2.1.1706.8040.190416742550045161166932554697 | TCIA | 10.7937/K9/TCIA.2017.umz8dv6s
HNSCC-01-0145 | ORIGINAL | PT | 223 | 2000-09-05 | PET/CT HEAD & NECK CA | PET_AC | 4 | GE MEDICAL SYSTEMS | Discovery RX | 41.04 | Positron Emission Tomography Image Storage | [9 empty] | FDG -- fluorodeoxyglucose | 673770048 | 6588 | 0.97 | CYLINDRICAL RING | 700\153 | RING | 700 | 1.3.6.1.4.1.14519.5.2.1.1706.8040.228867557223928727619172926748 | 1.3.6.1.4.1.14519.5.2.1.1706.8040.223439077739178195442692878405 | TCIA | 10.7937/K9/TCIA.2017.umz8dv6s
HNSCC-01-0145 | ORIGINAL | PT | 91 | 2000-09-05 | PET/CT HEAD & NECK CA | PET_AC_HEAD | 10 | GE MEDICAL SYSTEMS | Discovery RX | 41.04 | Positron Emission Tomography Image Storage | [9 empty] | FDG -- fluorodeoxyglucose | 673770048 | 6588 | 0.97 | CYLINDRICAL RING | 700\153 | RING | 700 | 1.3.6.1.4.1.14519.5.2.1.1706.8040.228867557223928727619172926748 | 1.3.6.1.4.1.14519.5.2.1.1706.8040.284135986462728926476306979721 | TCIA | 10.7937/K9/TCIA.2017.umz8dv6s
HNSCC-01-0145 | ORIGINAL | CT | 223 | 2000-09-05 | PET/CT HEAD & NECK CA | CT Atten Cor Head IN | 2 | GE MEDICAL SYSTEMS | Discovery RX | pet_vct_hp.80 | CT Image Storage | 120 | HELICAL MODE | 500 | 500 | 949.075 | 0 | CW | 566 | 27.5 | [8 empty] | 1.3.6.1.4.1.14519.5.2.1.1706.8040.228867557223928727619172926748 | 1.3.6.1.4.1.14519.5.2.1.1706.8040.321385905477687987840557836528 | TCIA | 10.7937/K9/TCIA.2017.umz8dv6s
HNSCC-01-0145 | ORIGINAL | PT | 223 | 2000-09-05 | PET/CT HEAD & NECK CA | PET_NAC | 5 | GE MEDICAL SYSTEMS | Discovery RX | 41.04 | Positron Emission Tomography Image Storage | [9 empty] | FDG -- fluorodeoxyglucose | 673770048 | 6588 | 0.97 | CYLINDRICAL RING | 700\153 | RING | 700 | 1.3.6.1.4.1.14519.5.2.1.1706.8040.228867557223928727619172926748 | 1.3.6.1.4.1.14519.5.2.1.1706.8040.883448733089964868915234105037 | TCIA | 10.7937/K9/TCIA.2017.umz8dv6s
HNSCC-01-0145 | NULL | RTDOSE | 1 | 2000-12-03 | RT SIMULATION | NULL | 1 | ADAC | Pinnacle3 | 9.8 | RT Dose Storage | [17 empty] | 1.3.6.1.4.1.14519.5.2.1.1706.8040.214420872268628249845823784185 | 1.3.6.1.4.1.14519.5.2.1.1706.8040.503606381987494879420684538158 | TCIA | 10.7937/K9/TCIA.2017.umz8dv6s
HNSCC-01-0145 | NULL | RTSTRUCT | 1 | 2000-12-03 | RT SIMULATION | NULL | 1 | ADAC | Pinnacle3 | 9.8 | RT Structure Set Storage | [17 empty] | 1.3.6.1.4.1.14519.5.2.1.1706.8040.214420872268628249845823784185 | 1.3.6.1.4.1.14519.5.2.1.1706.8040.816745985864978216191747165994 | TCIA | 10.7937/K9/TCIA.2017.umz8dv6s
HNSCC-01-0145 | NULL | RTPLAN | 1 | 2000-12-03 | RT SIMULATION | NULL | 1 | ADAC | Pinnacle3 | 9.8 | [18 empty] | 1.3.6.1.4.1.14519.5.2.1.1706.8040.214420872268628249845823784185 | 2.25.263863294289435297574215762289396269201.1 | TCIA | 10.7937/K9/TCIA.2017.umz8dv6s
HNSCC-01-0145 | ORIGINAL | CT | 137 | 2000-12-03 | RT SIMULATION | NULL | 5 | Philips | Brilliance 64 | 2.2.6 | CT Image Storage | 120 | HELIX | 500 | 250 |  | 0 | CW | [10 empty] | 1.3.6.1.4.1.14519.5.2.1.1706.8040.214420872268628249845823784185 | 1.3.6.1.4.1.14519.5.2.1.1706.8040.112012542362956566391002129265 | TCIA | 10.7937/K9/TCIA.2017.umz8dv6s
HNSCC-01-0145 | ORIGINAL | PT | 247 | 2001-04-04 | PET/CT HEAD & NECK CA | pet_ac_3d | 5 | GE MEDICAL SYSTEMS | Discovery RX | 41.04 | Positron Emission Tomography Image Storage | [9 empty] | FDG -- fluorodeoxyglucose | 473581504 | 6588 | 0.97 | CYLINDRICAL RING | 700\153 | NONE | 700 | 1.3.6.1.4.1.14519.5.2.1.1706.8040.251406691452736947064365120934 | 1.3.6.1.4.1.14519.5.2.1.1706.8040.118921521121069929268535673904 | TCIA | 10.7937/K9/TCIA.2017.umz8dv6s
HNSCC-01-0145 | ORIGINAL | PT | 87 | 2001-04-04 | PET/CT HEAD & NECK CA | PET_NO AC 3DIR | 10 | GE MEDICAL SYSTEMS | Discovery RX | 41.04 | Positron Emission Tomography Image Storage | [9 empty] | FDG -- fluorodeoxyglucose | 473581504 | 6588 | 0.97 | CYLINDRICAL RING | 700\153 | NONE | 700 | 1.3.6.1.4.1.14519.5.2.1.1706.8040.251406691452736947064365120934 | 1.3.6.1.4.1.14519.5.2.1.1706.8040.185538179425645499824690725825 | TCIA | 10.7937/K9/TCIA.2017.umz8dv6s
HNSCC-01-0145 | ORIGINAL | PT | 87 | 2001-04-04 | PET/CT HEAD & NECK CA | pet_ac_3d | 11 | GE MEDICAL SYSTEMS | Discovery RX | 41.04 | Positron Emission Tomography Image Storage | [9 empty] | FDG -- fluorodeoxyglucose | 473581504 | 6588 | 0.97 | CYLINDRICAL RING | 700\153 | NONE | 700 | 1.3.6.1.4.1.14519.5.2.1.1706.8040.251406691452736947064365120934 | 1.3.6.1.4.1.14519.5.2.1.1706.8040.194167534040051424387097750146 | TCIA | 10.7937/K9/TCIA.2017.umz8dv6s
HNSCC-01-0145 | ORIGINAL | CT | 247 | 2001-04-04 | PET/CT HEAD & NECK CA | CT Atten soft | 2 | GE MEDICAL SYSTEMS | Discovery RX | 07MWHL36.4 | CT Image Storage | 120 | HELICAL MODE | 500 | 500 | 949.075 | 0 | CW | 566 | 27.5 | [8 empty] | 1.3.6.1.4.1.14519.5.2.1.1706.8040.251406691452736947064365120934 | 1.3.6.1.4.1.14519.5.2.1.1706.8040.253537067437924112334290546392 | TCIA | 10.7937/K9/TCIA.2017.umz8dv6s
HNSCC-01-0145 | ORIGINAL | PT | 247 | 2001-04-04 | PET/CT HEAD & NECK CA | PET_NO AC 3DIR | 4 | GE MEDICAL SYSTEMS | Discovery RX | 41.04 | Positron Emission Tomography Image Storage | [9 empty] | FDG -- fluorodeoxyglucose | 473581504 | 6588 | 0.97 | CYLINDRICAL RING | 700\153 | NONE | 700 | 1.3.6.1.4.1.14519.5.2.1.1706.8040.251406691452736947064365120934 | 1.3.6.1.4.1.14519.5.2.1.1706.8040.279019153006300480639924759050 | TCIA | 10.7937/K9/TCIA.2017.umz8dv6s
HNSCC-01-0146 | ORIGINAL | PT | 135 | 2000-09-19 | PET,HEAD&NECK CA INIT | PET AC rad onc | 1 | GE MEDICAL SYSTEMS | Discovery ST | 36.14 | Positron Emission Tomography Image Storage | [9 empty] | FDG -- fluorodeoxyglucose | 672204224 | 6588 | 0.97 | CYLINDRICAL RING | 700\157 | RING | 500 | 1.3.6.1.4.1.14519.5.2.1.1706.8040.176564245267553219473446316208 | 1.3.6.1.4.1.14519.5.2.1.1706.8040.284911653892802978364304177813 | TCIA | 10.7937/K9/TCIA.2017.umz8dv6s
HNSCC-01-0146 | ORIGINAL | CT | 223 | 2000-09-19 | PET,HEAD&NECK CA INIT | CT Atten Cor Head In | 2 | GE MEDICAL SYSTEMS | Discovery ST | LightSpeedverrel | CT Image Storage | 120 | HELICAL MODE | 500 | 500 | 949.075 | 0 | CW | 675 | [9 empty] | 1.3.6.1.4.1.14519.5.2.1.1706.8040.140987355467803461947999763680 | 1.3.6.1.4.1.14519.5.2.1.1706.8040.339393524047530034694731972979 | TCIA | 10.7937/K9/TCIA.2017.umz8dv6s
HNSCC-01-0146 | NULL | RTPLAN | 1 | 2000-09-19 | RT SIMULATION | NULL | 1 | ADAC | Pinnacle3 | 9.8 | RT Plan Storage | [17 empty] | 1.3.6.1.4.1.14519.5.2.1.1706.8040.176564245267553219473446316208 | 1.3.6.1.4.1.14519.5.2.1.1706.8040.335082095365150020092934873549 | TCIA | 10.7937/K9/TCIA.2017.umz8dv6s
HNSCC-01-0146 | NULL | RTDOSE | 1 | 2000-09-19 | RT SIMULATION | NULL | 1 | ADAC | Pinnacle3 | 9.8 | RT Dose Storage | [17 empty] | 1.3.6.1.4.1.14519.5.2.1.1706.8040.176564245267553219473446316208 | 1.3.6.1.4.1.14519.5.2.1.1706.8040.658557780881893327984751164348 | TCIA | 10.7937/K9/TCIA.2017.umz8dv6s
HNSCC-01-0146 | NULL | RTSTRUCT | 1 | 2000-09-19 | RT SIMULATION | NULL | 1 | ADAC | Pinnacle3 | 9.8 | [18 empty] | 1.3.6.1.4.1.14519.5.2.1.1706.8040.176564245267553219473446316208 | 2.25.46516490591234979370853681914984513681.1 | TCIA | 10.7937/K9/TCIA.2017.umz8dv6s
HNSCC-01-0146 | NULL | RTSTRUCT | 1 | 2000-09-19 | RT SIMULATION | NULL | 1 | ADAC | Pinnacle3 | 9.8 | [18 empty] | 1.3.6.1.4.1.14519.5.2.1.1706.8040.176564245267553219473446316208 | 2.25.46516490591234979370853681914984513681.2 | TCIA | 10.7937/K9/TCIA.2017.umz8dv6s
HNSCC-01-0146 | ORIGINAL | CT | 176 | 2000-09-19 | RT SIMULATION | NULL | 4 | GE MEDICAL SYSTEMS | Discovery ST | LightSpeedverrel | CT Image Storage | 100 | HELICAL MODE | 500 | 500 | 949.075 | 0 | CW | 641 | [9 empty] | 1.3.6.1.4.1.14519.5.2.1.1706.8040.176564245267553219473446316208 | 1.3.6.1.4.1.14519.5.2.1.1706.8040.986548495380479803913877480088 | TCIA | 10.7937/K9/TCIA.2017.umz8dv6s
HNSCC-01-0146 | ORIGINAL | CT | 247 | 2001-01-27 | PET/CT HEAD & NECK CA | CT Soft | 2 | GE MEDICAL SYSTEMS | Discovery RX | 07MWDVCT36.4 | CT Image Storage | 120 | HELICAL MODE | 500 | 500 | 949.075 | 0 | CW | 500 | 55 | [8 empty] | 1.3.6.1.4.1.14519.5.2.1.1706.8040.275378016374266309537033317876 | 1.3.6.1.4.1.14519.5.2.1.1706.8040.163080314589874007275040229488 | TCIA | 10.7937/K9/TCIA.2017.umz8dv6s
HNSCC-01-0146 | ORIGINAL | PT | 127 | 2001-05-08 | PET/CT HEAD & NECK CA | pet_ac_3d | 11 | GE MEDICAL SYSTEMS | Discovery RX | 41.04 | Positron Emission Tomography Image Storage | [9 empty] | FDG -- fluorodeoxyglucose | 381111264 | 6588 | 0.97 | CYLINDRICAL RING | 700\153 | NONE | 700 | 1.3.6.1.4.1.14519.5.2.1.1706.8040.193341150618457003946090740464 | 1.3.6.1.4.1.14519.5.2.1.1706.8040.111341382244995994465753118387 | TCIA | 10.7937/K9/TCIA.2017.umz8dv6s
HNSCC-01-0146 | ORIGINAL | CT | 165 | 2001-05-08 | PET/CT HEAD & NECK CA | CT H&N Zoom | 8 | GE MEDICAL SYSTEMS | Discovery RX | 07MWHL36.4 | CT Image Storage | 100 | HELICAL MODE | 500 | 250 | 949.075 | 0 | CW | 530 | 27.5 | [8 empty] | 1.3.6.1.4.1.14519.5.2.1.1706.8040.193341150618457003946090740464 | 1.3.6.1.4.1.14519.5.2.1.1706.8040.207867753540448128626262316515 | TCIA | 10.7937/K9/TCIA.2017.umz8dv6s
HNSCC-01-0146 | ORIGINAL | CT | 127 | 2001-05-08 | PET/CT HEAD & NECK CA | CT Atten Cor H&N | 7 | GE MEDICAL SYSTEMS | Discovery RX | 07MWHL36.4 | CT Image Storage | 100 | HELICAL MODE | 500 | 500 | 949.075 | 0 | CW | 566 | 27.5 | [8 empty] | 1.3.6.1.4.1.14519.5.2.1.1706.8040.193341150618457003946090740464 | 1.3.6.1.4.1.14519.5.2.1.1706.8040.213649488418956295648721113942 | TCIA | 10.7937/K9/TCIA.2017.umz8dv6s
HNSCC-01-0146 | ORIGINAL | PT | 127 | 2001-05-08 | PET/CT HEAD & NECK CA | PET_NO AC 3DIR | 10 | GE MEDICAL SYSTEMS | Discovery RX | 41.04 | Positron Emission Tomography Image Storage | [9 empty] | FDG -- fluorodeoxyglucose | 381111264 | 6588 | 0.97 | CYLINDRICAL RING | 700\153 | NONE | 700 | 1.3.6.1.4.1.14519.5.2.1.1706.8040.193341150618457003946090740464 | 1.3.6.1.4.1.14519.5.2.1.1706.8040.267573636098750617900460249403 | TCIA | 10.7937/K9/TCIA.2017.umz8dv6s
HNSCC-01-0146 | ORIGINAL | PT | 247 | 2001-05-08 | PET/CT HEAD & NECK CA | PET_NO AC 3DIR | 4 | GE MEDICAL SYSTEMS | Discovery RX | 41.04 | Positron Emission Tomography Image Storage | [9 empty] | FDG -- fluorodeoxyglucose | 381111264 | 6588 | 0.97 | CYLINDRICAL RING | 700\153 | NONE | 700 | 1.3.6.1.4.1.14519.5.2.1.1706.8040.193341150618457003946090740464 | 1.3.6.1.4.1.14519.5.2.1.1706.8040.280731004248282044687432812345 | TCIA | 10.7937/K9/TCIA.2017.umz8dv6s
HNSCC-01-0146 | ORIGINAL | CT | 165 | 2001-05-08 | PET/CT HEAD & NECK CA | Recon 3: CT Atten Cor H&N | 9 | GE MEDICAL SYSTEMS | Discovery RX | 07MWHL36.4 | CT Image Storage | 100 | HELICAL MODE | 500 | 250 | 949.075 | 0 | CW | 530 | 27.5 | [8 empty] | 1.3.6.1.4.1.14519.5.2.1.1706.8040.193341150618457003946090740464 | 1.3.6.1.4.1.14519.5.2.1.1706.8040.288206538132209044150115694201 | TCIA | 10.7937/K9/TCIA.2017.umz8dv6s
HNSCC-01-0146 | ORIGINAL | CT | 1 | 2001-05-08 | PET/CT HEAD & NECK CA | CT SCOUT HEAD IN | 1 | GE MEDICAL SYSTEMS | Discovery RX | 07MWHL36.4 | CT Image Storage | 120 | SCOUT MODE | 500 |  | 949.075 | 0 | CW | 9070 | [9 empty] | 1.3.6.1.4.1.14519.5.2.1.1706.8040.193341150618457003946090740464 | 1.3.6.1.4.1.14519.5.2.1.1706.8040.290574098798892634884243876188 | TCIA | 10.7937/K9/TCIA.2017.umz8dv6s
HNSCC-01-0146 | ORIGINAL | CT | 247 | 2001-05-08 | PET/CT HEAD & NECK CA | CT Atten soft | 2 | GE MEDICAL SYSTEMS | Discovery RX | 07MWHL36.4 | CT Image Storage | 120 | HELICAL MODE | 500 | 500 | 949.075 | 0 | CW | 566 | 27.5 | [8 empty] | 1.3.6.1.4.1.14519.5.2.1.1706.8040.193341150618457003946090740464 | 1.3.6.1.4.1.14519.5.2.1.1706.8040.313081420642344867739346424843 | TCIA | 10.7937/K9/TCIA.2017.umz8dv6s
HNSCC-01-0146 | ORIGINAL | PT | 247 | 2001-05-08 | PET/CT HEAD & NECK CA | pet_ac_3d | 5 | GE MEDICAL SYSTEMS | Discovery RX | 41.04 | Positron Emission Tomography Image Storage | [9 empty] | FDG -- fluorodeoxyglucose | 381111264 | 6588 | 0.97 | CYLINDRICAL RING | 700\153 | NONE | 700 | 1.3.6.1.4.1.14519.5.2.1.1706.8040.193341150618457003946090740464 | 1.3.6.1.4.1.14519.5.2.1.1706.8040.339001071953696321296799798050 | TCIA | 10.7937/K9/TCIA.2017.umz8dv6s
HNSCC-01-0146 | ORIGINAL | CT | 1 | 2001-05-08 | PET/CT HEAD & NECK CA | CT SCOUT H&N | 6 | GE MEDICAL SYSTEMS | Discovery RX | 07MWHL36.4 | CT Image Storage | 80 | SCOUT MODE | 500 |  | 949.075 | 0 | CW | 4072 | [9 empty] | 1.3.6.1.4.1.14519.5.2.1.1706.8040.193341150618457003946090740464 | 1.3.6.1.4.1.14519.5.2.1.1706.8040.661044340084708498794740167984 | TCIA | 10.7937/K9/TCIA.2017.umz8dv6s
HNSCC-01-0146 | ORIGINAL | CT | 247 | 2001-05-08 | PET/CT HEAD & NECK CA | CT Atten Lung | 3 | GE MEDICAL SYSTEMS | Discovery RX | 07MWHL36.4 | CT Image Storage | 120 | HELICAL MODE | 500 | 500 | 949.075 | 0 | CW | 566 | 27.5 | [8 empty] | 1.3.6.1.4.1.14519.5.2.1.1706.8040.193341150618457003946090740464 | 1.3.6.1.4.1.14519.5.2.1.1706.8040.930319688881271433843849585908 | TCIA | 10.7937/K9/TCIA.2017.umz8dv6s
HNSCC-01-0147 | ORIGINAL | PT | 223 | 2000-09-06 | PET,HEAD&NECK CA INIT | PET AC | 1 | GE MEDICAL SYSTEMS | Discovery ST | 36.14 | Positron Emission Tomography Image Storage | [9 empty] | FDG -- fluorodeoxyglucose | 703159616 | 6588 | 0.97 | CYLINDRICAL RING | 700\157 | RING | 700 | 1.3.6.1.4.1.14519.5.2.1.1706.8040.659281594101884991373517859303 | 1.3.6.1.4.1.14519.5.2.1.1706.8040.139193699392016284926414778784 | TCIA | 10.7937/K9/TCIA.2017.umz8dv6s
HNSCC-01-0147 | ORIGINAL | PT | 135 | 2000-09-06 | PET,HEAD&NECK CA INIT | PET AC H&N | 3 | GE MEDICAL SYSTEMS | Discovery ST | 36.14 | Positron Emission Tomography Image Storage | [9 empty] | FDG -- fluorodeoxyglucose | 704789248 | 6588 | 0.97 | CYLINDRICAL RING | 700\157 | RING | 700 | 1.3.6.1.4.1.14519.5.2.1.1706.8040.113006633929555709029039146314 | 1.3.6.1.4.1.14519.5.2.1.1706.8040.149162990410319531823156956334 | TCIA | 10.7937/K9/TCIA.2017.umz8dv6s
HNSCC-01-0147 | ORIGINAL | PT | 223 | 2000-09-06 | PET,HEAD&NECK CA INIT | No AC Recon | 2 | GE MEDICAL SYSTEMS | Discovery ST | 36.14 | Positron Emission Tomography Image Storage | [9 empty] | FDG -- fluorodeoxyglucose | 703159616 | 6588 | 0.97 | CYLINDRICAL RING | 700\157 | RING | 700 | 1.3.6.1.4.1.14519.5.2.1.1706.8040.659281594101884991373517859303 | 1.3.6.1.4.1.14519.5.2.1.1706.8040.327870034502759291366305110631 | TCIA | 10.7937/K9/TCIA.2017.umz8dv6s
HNSCC-01-0147 | ORIGINAL | PT | 135 | 2000-09-06 | PET,HEAD&NECK CA INIT | PET AC rad onc | 1 | GE MEDICAL SYSTEMS | Discovery ST | 36.14 | Positron Emission Tomography Image Storage | [9 empty] | FDG -- fluorodeoxyglucose | 704789248 | 6588 | 0.97 | CYLINDRICAL RING | 700\157 | RING | 500 | 1.3.6.1.4.1.14519.5.2.1.1706.8040.113006633929555709029039146314 | 1.3.6.1.4.1.14519.5.2.1.1706.8040.593114540920419461229811162748 | TCIA | 10.7937/K9/TCIA.2017.umz8dv6s
HNSCC-01-0147 | ORIGINAL | CT | 223 | 2000-09-06 | PET,HEAD&NECK CA INIT | CT Atten Cor Head In | 2 | GE MEDICAL SYSTEMS | Discovery ST | LightSpeedverrel | CT Image Storage | 120 | HELICAL MODE | 500 | 500 | 949.075 | 0 | CW | 675 | [9 empty] | 1.3.6.1.4.1.14519.5.2.1.1706.8040.659281594101884991373517859303 | 1.3.6.1.4.1.14519.5.2.1.1706.8040.623968720071118868182445381261 | TCIA | 10.7937/K9/TCIA.2017.umz8dv6s
HNSCC-01-0147 | ORIGINAL | PT | 135 | 2000-09-06 | PET,HEAD&NECK CA INIT | No AC Recon H&N | 2 | GE MEDICAL SYSTEMS | Discovery ST | 36.14 | Positron Emission Tomography Image Storage | [9 empty] | FDG -- fluorodeoxyglucose | 704789248 | 6588 | 0.97 | CYLINDRICAL RING | 700\157 | RING | 700 | 1.3.6.1.4.1.14519.5.2.1.1706.8040.113006633929555709029039146314 | 1.3.6.1.4.1.14519.5.2.1.1706.8040.813103983360242346403112450166 | TCIA | 10.7937/K9/TCIA.2017.umz8dv6s
HNSCC-01-0147 | NULL | RTPLAN | 1 | 2000-09-06 | RT SIMULATION | NULL | 1 | ADAC | Pinnacle3 | 9.8 | RT Plan Storage | [17 empty] | 1.3.6.1.4.1.14519.5.2.1.1706.8040.113006633929555709029039146314 | 1.3.6.1.4.1.14519.5.2.1.1706.8040.107520805136585493262384598768 | TCIA | 10.7937/K9/TCIA.2017.umz8dv6s
HNSCC-01-0147 | NULL | RTDOSE | 1 | 2000-09-06 | RT SIMULATION | NULL | 1 | ADAC | Pinnacle3 | 9.8 | RT Dose Storage | [17 empty] | 1.3.6.1.4.1.14519.5.2.1.1706.8040.113006633929555709029039146314 | 1.3.6.1.4.1.14519.5.2.1.1706.8040.332947340118800077795130558290 | TCIA | 10.7937/K9/TCIA.2017.umz8dv6s
HNSCC-01-0147 | NULL | RTSTRUCT | 1 | 2000-09-06 | RT SIMULATION | NULL | 1 | ADAC | Pinnacle3 | 9.8 | RT Structure Set Storage | [17 empty] | 1.3.6.1.4.1.14519.5.2.1.1706.8040.113006633929555709029039146314 | 1.3.6.1.4.1.14519.5.2.1.1706.8040.815877990663499560023440765550 | TCIA | 10.7937/K9/TCIA.2017.umz8dv6s
HNSCC-01-0147 | ORIGINAL | CT | 176 | 2000-09-06 | RT SIMULATION | NULL | 4 | GE MEDICAL SYSTEMS | Discovery ST | LightSpeedverrel | CT Image Storage | 100 | HELICAL MODE | 500 | 500 | 949.075 | 0 | CW | 641 | [9 empty] | 1.3.6.1.4.1.14519.5.2.1.1706.8040.113006633929555709029039146314 | 1.3.6.1.4.1.14519.5.2.1.1706.8040.250907725765075713821618078863 | TCIA | 10.7937/K9/TCIA.2017.umz8dv6s
HNSCC-01-0147 | ORIGINAL | PT | 207 | 2001-01-19 | PET/CT HEAD & NECK CA | PET_AC_3D_FDG | 5 | GE MEDICAL SYSTEMS | Discovery RX | 41.04 | Positron Emission Tomography Image Storage | [9 empty] | FDG -- fluorodeoxyglucose | 426637152 | 6588 | 0.97 | CYLINDRICAL RING | 700\153 | NONE | 700 | 1.3.6.1.4.1.14519.5.2.1.1706.8040.187237401901172565976694687704 | 1.3.6.1.4.1.14519.5.2.1.1706.8040.168271641799925936176810875158 | TCIA | 10.7937/K9/TCIA.2017.umz8dv6s
HNSCC-01-0147 | ORIGINAL | PT | 87 | 2001-01-19 | PET/CT HEAD & NECK CA | 3D_FDG_H&N_NAC | 10 | GE MEDICAL SYSTEMS | Discovery RX | 41.04 | Positron Emission Tomography Image Storage | [9 empty] | FDG -- fluorodeoxyglucose | 426637152 | 6588 | 0.97 | CYLINDRICAL RING | 700\153 | NONE | 700 | 1.3.6.1.4.1.14519.5.2.1.1706.8040.187237401901172565976694687704 | 1.3.6.1.4.1.14519.5.2.1.1706.8040.187980072633187481309996694265 | TCIA | 10.7937/K9/TCIA.2017.umz8dv6s
HNSCC-01-0147 | ORIGINAL | PT | 87 | 2001-01-19 | PET/CT HEAD & NECK CA | PET_AC_3D_FDG_H&N | 11 | GE MEDICAL SYSTEMS | Discovery RX | 41.04 | Positron Emission Tomography Image Storage | [9 empty] | FDG -- fluorodeoxyglucose | 426637152 | 6588 | 0.97 | CYLINDRICAL RING | 700\153 | NONE | 700 | 1.3.6.1.4.1.14519.5.2.1.1706.8040.187237401901172565976694687704 | 1.3.6.1.4.1.14519.5.2.1.1706.8040.199609849515819674600047122142 | TCIA | 10.7937/K9/TCIA.2017.umz8dv6s
HNSCC-01-0147 | ORIGINAL | PT | 207 | 2001-01-19 | PET/CT HEAD & NECK CA | PET_NAC_3D_FDG | 4 | GE MEDICAL SYSTEMS | Discovery RX | 41.04 | Positron Emission Tomography Image Storage | [9 empty] | FDG -- fluorodeoxyglucose | 426637152 | 6588 | 0.97 | CYLINDRICAL RING | 700\153 | NONE | 700 | 1.3.6.1.4.1.14519.5.2.1.1706.8040.187237401901172565976694687704 | 1.3.6.1.4.1.14519.5.2.1.1706.8040.207688165307209365572923772424 | TCIA | 10.7937/K9/TCIA.2017.umz8dv6s
HNSCC-01-0147 | ORIGINAL | CT | 207 | 2001-01-19 | PET/CT HEAD & NECK CA | CT Soft | 2 | GE MEDICAL SYSTEMS | Discovery RX | 07MWDVCT36.4 | CT Image Storage | 120 | HELICAL MODE | 500 | 500 | 949.075 | 0 | CW | 500 | 55 | [8 empty] | 1.3.6.1.4.1.14519.5.2.1.1706.8040.187237401901172565976694687704 | 1.3.6.1.4.1.14519.5.2.1.1706.8040.300513029591116131835412822055 | TCIA | 10.7937/K9/TCIA.2017.umz8dv6s
HNSCC-01-0148 | ORIGINAL | CT | 223 | 2000-09-12 | PET/CT HEAD & NECK CA | CT Atten Cor Head IN | 2 | GE MEDICAL SYSTEMS | Discovery STE | pet_vct_hp.80 | CT Image Storage | 120 | HELICAL MODE | 500 | 500 | 949.075 | 0 | CW | 566 | 27.5 | [8 empty] | 1.3.6.1.4.1.14519.5.2.1.1706.8040.130954292727190837013050320735 | 1.3.6.1.4.1.14519.5.2.1.1706.8040.131916479438225988118234081202 | TCIA | 10.7937/K9/TCIA.2017.umz8dv6s
HNSCC-01-0148 | ORIGINAL | PT | 91 | 2000-09-12 | PET/CT HEAD & NECK CA | PET_AC_HEAD | 10 | GE MEDICAL SYSTEMS | Discovery STE | 41.04 | Positron Emission Tomography Image Storage | [9 empty] | FDG -- fluorodeoxyglucose | 719639104 | 6588 | 0.97 | CYLINDRICAL RING | 700\153 | RING | 700 | 1.3.6.1.4.1.14519.5.2.1.1706.8040.130954292727190837013050320735 | 1.3.6.1.4.1.14519.5.2.1.1706.8040.199966650132970735849446929488 | TCIA | 10.7937/K9/TCIA.2017.umz8dv6s
HNSCC-01-0148 | ORIGINAL | PT | 91 | 2000-09-12 | PET/CT HEAD & NECK CA | PET_NAC_HEAD | 11 | GE MEDICAL SYSTEMS | Discovery STE | 41.04 | Positron Emission Tomography Image Storage | [9 empty] | FDG -- fluorodeoxyglucose | 719639104 | 6588 | 0.97 | CYLINDRICAL RING | 700\153 | RING | 700 | 1.3.6.1.4.1.14519.5.2.1.1706.8040.130954292727190837013050320735 | 1.3.6.1.4.1.14519.5.2.1.1706.8040.245108428649394060384103173119 | TCIA | 10.7937/K9/TCIA.2017.umz8dv6s
HNSCC-01-0148 | ORIGINAL | PT | 223 | 2000-09-12 | PET/CT HEAD & NECK CA | PET_AC | 4 | GE MEDICAL SYSTEMS | Discovery STE | 41.04 | Positron Emission Tomography Image Storage | [9 empty] | FDG -- fluorodeoxyglucose | 719639104 | 6588 | 0.97 | CYLINDRICAL RING | 700\153 | RING | 700 | 1.3.6.1.4.1.14519.5.2.1.1706.8040.130954292727190837013050320735 | 1.3.6.1.4.1.14519.5.2.1.1706.8040.558378254551334761573021722069 | TCIA | 10.7937/K9/TCIA.2017.umz8dv6s
HNSCC-01-0148 | ORIGINAL | PT | 223 | 2000-09-12 | PET/CT HEAD & NECK CA | PET_NAC | 5 | GE MEDICAL SYSTEMS | Discovery STE | 41.04 | Positron Emission Tomography Image Storage | [9 empty] | FDG -- fluorodeoxyglucose | 719639104 | 6588 | 0.97 | CYLINDRICAL RING | 700\153 | RING | 700 | 1.3.6.1.4.1.14519.5.2.1.1706.8040.130954292727190837013050320735 | 1.3.6.1.4.1.14519.5.2.1.1706.8040.973293107805479928862245756966 | TCIA | 10.7937/K9/TCIA.2017.umz8dv6s
HNSCC-01-0148 | NULL | RTDOSE | 1 | 2000-10-09 | RT SIMULATION | NULL | 1 | ADAC | Pinnacle3 | 9.8 | RT Dose Storage | [17 empty] | 1.3.6.1.4.1.14519.5.2.1.1706.8040.276509133486728761012287733692 | 1.3.6.1.4.1.14519.5.2.1.1706.8040.132680544629563530139654260762 | TCIA | 10.7937/K9/TCIA.2017.umz8dv6s
HNSCC-01-0148 | NULL | RTPLAN | 1 | 2000-10-09 | RT SIMULATION | NULL | 1 | ADAC | Pinnacle3 | 9.8 | RT Plan Storage | [17 empty] | 1.3.6.1.4.1.14519.5.2.1.1706.8040.276509133486728761012287733692 | 1.3.6.1.4.1.14519.5.2.1.1706.8040.271894210724425526853025977656 | TCIA | 10.7937/K9/TCIA.2017.umz8dv6s
HNSCC-01-0148 | NULL | RTSTRUCT | 1 | 2000-10-09 | RT SIMULATION | NULL | 1 | ADAC | Pinnacle3 | 9.8 | RT Structure Set Storage | [17 empty] | 1.3.6.1.4.1.14519.5.2.1.1706.8040.276509133486728761012287733692 | 1.3.6.1.4.1.14519.5.2.1.1706.8040.307742360743659798667873464368 | TCIA | 10.7937/K9/TCIA.2017.umz8dv6s
HNSCC-01-0148 | ORIGINAL | CT | 168 | 2000-10-09 | RT SIMULATION | NULL | 5 | Philips | Mx8000 IDT 16 | 4.2.1 | CT Image Storage | 120 | HELIX | 500 | 500 |  | 0 | CW | [10 empty] | 1.3.6.1.4.1.14519.5.2.1.1706.8040.276509133486728761012287733692 | 1.3.6.1.4.1.14519.5.2.1.1706.8040.286984580464749395865766692677 | TCIA | 10.7937/K9/TCIA.2017.umz8dv6s
HNSCC-01-0148 | ORIGINAL | PT | 87 | 2001-01-21 | PET/CT HEAD & NECK CA | 3D_FDG_H&N_NAC | 5 | GE MEDICAL SYSTEMS | Discovery RX | 41.04 | Positron Emission Tomography Image Storage | [9 empty] | FDG -- fluorodeoxyglucose | 442097984 | 6588 | 0.97 | CYLINDRICAL RING | 700\153 | NONE | 700 | 1.3.6.1.4.1.14519.5.2.1.1706.8040.194102734699856364223747718906 | 1.3.6.1.4.1.14519.5.2.1.1706.8040.120063605273967887635814649442 | TCIA | 10.7937/K9/TCIA.2017.umz8dv6s
HNSCC-01-0148 | ORIGINAL | CT | 207 | 2001-01-21 | PET/CT HEAD & NECK CA | CT Soft | 2 | GE MEDICAL SYSTEMS | Discovery RX | 07MWDVCT36.4 | CT Image Storage | 120 | HELICAL MODE | 500 | 500 | 949.075 | 0 | CW | 500 | 55 | [8 empty] | 1.3.6.1.4.1.14519.5.2.1.1706.8040.483065629543437624518822756983 | 1.3.6.1.4.1.14519.5.2.1.1706.8040.226090377346992179158990000260 | TCIA | 10.7937/K9/TCIA.2017.umz8dv6s
HNSCC-01-0148 | ORIGINAL | PT | 87 | 2001-01-21 | PET/CT HEAD & NECK CA | PET_AC_3D_FDG_H&N | 6 | GE MEDICAL SYSTEMS | Discovery RX | 41.04 | Positron Emission Tomography Image Storage | [9 empty] | FDG -- fluorodeoxyglucose | 442097984 | 6588 | 0.97 | CYLINDRICAL RING | 700\153 | NONE | 700 | 1.3.6.1.4.1.14519.5.2.1.1706.8040.194102734699856364223747718906 | 1.3.6.1.4.1.14519.5.2.1.1706.8040.258513186167484831311161679262 | TCIA | 10.7937/K9/TCIA.2017.umz8dv6s
HNSCC-01-0149 | ORIGINAL | PT | 223 | 2000-09-17 | PET/CT HEAD&NECK CA IN | PET_AC | 4 | GE MEDICAL SYSTEMS | Discovery RX | 41.04 | Positron Emission Tomography Image Storage | [9 empty] | FDG -- fluorodeoxyglucose | 607204736 | 6588 | 0.97 | CYLINDRICAL RING | 700\153 | RING | 700 | 1.3.6.1.4.1.14519.5.2.1.1706.8040.164413243080410849827887925421 | 1.3.6.1.4.1.14519.5.2.1.1706.8040.129445925118941055620576417206 | TCIA | 10.7937/K9/TCIA.2017.umz8dv6s
HNSCC-01-0149 | ORIGINAL | PT | 91 | 2000-09-17 | PET/CT HEAD&NECK CA IN | PET_NAC_HEAD | 11 | GE MEDICAL SYSTEMS | Discovery RX | 41.04 | Positron Emission Tomography Image Storage | [9 empty] | FDG -- fluorodeoxyglucose | 607204736 | 6588 | 0.97 | CYLINDRICAL RING | 700\153 | RING | 700 | 1.3.6.1.4.1.14519.5.2.1.1706.8040.164413243080410849827887925421 | 1.3.6.1.4.1.14519.5.2.1.1706.8040.206454919983168580465159693853 | TCIA | 10.7937/K9/TCIA.2017.umz8dv6s
HNSCC-01-0149 | ORIGINAL | PT | 223 | 2000-09-17 | PET/CT HEAD&NECK CA IN | PET_NAC | 5 | GE MEDICAL SYSTEMS | Discovery RX | 41.04 | Positron Emission Tomography Image Storage | [9 empty] | FDG -- fluorodeoxyglucose | 607204736 | 6588 | 0.97 | CYLINDRICAL RING | 700\153 | RING | 700 | 1.3.6.1.4.1.14519.5.2.1.1706.8040.164413243080410849827887925421 | 1.3.6.1.4.1.14519.5.2.1.1706.8040.286130253592324287190408206420 | TCIA | 10.7937/K9/TCIA.2017.umz8dv6s
HNSCC-01-0149 | ORIGINAL | PT | 91 | 2000-09-17 | PET/CT HEAD&NECK CA IN | PET_AC_HEAD | 10 | GE MEDICAL SYSTEMS | Discovery RX | 41.04 | Positron Emission Tomography Image Storage | [9 empty] | FDG -- fluorodeoxyglucose | 607204736 | 6588 | 0.97 | CYLINDRICAL RING | 700\153 | RING | 700 | 1.3.6.1.4.1.14519.5.2.1.1706.8040.164413243080410849827887925421 | 1.3.6.1.4.1.14519.5.2.1.1706.8040.309636751841816773819384514353 | TCIA | 10.7937/K9/TCIA.2017.umz8dv6s
HNSCC-01-0149 | ORIGINAL | CT | 223 | 2000-09-17 | PET/CT HEAD&NECK CA IN | CT Atten Cor Head IN | 2 | GE MEDICAL SYSTEMS | Discovery RX | pet_vct_hp.80 | CT Image Storage | 120 | HELICAL MODE | 500 | 500 | 949.075 | 0 | CW | 566 | 27.5 | [8 empty] | 1.3.6.1.4.1.14519.5.2.1.1706.8040.164413243080410849827887925421 | 1.3.6.1.4.1.14519.5.2.1.1706.8040.329318522450245115316382406250 | TCIA | 10.7937/K9/TCIA.2017.umz8dv6s
HNSCC-01-0149 | NULL | RTDOSE | 1 | 2000-10-21 | RT SIMULATION | NULL | 1 | ADAC | Pinnacle3 | 9.8 | RT Dose Storage | [17 empty] | 1.3.6.1.4.1.14519.5.2.1.1706.8040.195577492264677311092051561960 | 1.3.6.1.4.1.14519.5.2.1.1706.8040.104306475323712243414789352804 | TCIA | 10.7937/K9/TCIA.2017.umz8dv6s
HNSCC-01-0149 | NULL | RTSTRUCT | 1 | 2000-10-21 | RT SIMULATION | NULL | 1 | ADAC | Pinnacle3 | 9.8 | RT Structure Set Storage | [17 empty] | 1.3.6.1.4.1.14519.5.2.1.1706.8040.195577492264677311092051561960 | 1.3.6.1.4.1.14519.5.2.1.1706.8040.265353495965443341223537125759 | TCIA | 10.7937/K9/TCIA.2017.umz8dv6s
HNSCC-01-0149 | NULL | RTPLAN | 1 | 2000-10-21 | RT SIMULATION | NULL | 1 | ADAC | Pinnacle3 | 9.8 | RT Plan Storage | [17 empty] | 1.3.6.1.4.1.14519.5.2.1.1706.8040.195577492264677311092051561960 | 1.3.6.1.4.1.14519.5.2.1.1706.8040.646594251479946947812565269499 | TCIA | 10.7937/K9/TCIA.2017.umz8dv6s
HNSCC-01-0149 | ORIGINAL | CT | 179 | 2000-10-21 | RT SIMULATION | NULL | 5 | Philips | Mx8000 IDT 16 | 4.2.1 | CT Image Storage | 120 | HELIX | 500 | 500 |  | 0 | CW | [10 empty] | 1.3.6.1.4.1.14519.5.2.1.1706.8040.195577492264677311092051561960 | 1.3.6.1.4.1.14519.5.2.1.1706.8040.147704168680630728246470419454 | TCIA | 10.7937/K9/TCIA.2017.umz8dv6s
HNSCC-01-0149 | ORIGINAL | PT | 127 | 2002-03-02 | PET/CT HEAD & NECK CA | pet_ac_3d | 11 | GE MEDICAL SYSTEMS | Discovery RX | 41.04 | Positron Emission Tomography Image Storage | [9 empty] | FDG -- fluorodeoxyglucose | 358552768 | 6588 | 0.97 | CYLINDRICAL RING | 700\153 | NONE | 700 | 1.3.6.1.4.1.14519.5.2.1.1706.8040.116054761321639851532677366934 | 1.3.6.1.4.1.14519.5.2.1.1706.8040.203423215848698265885366145193 | TCIA | 10.7937/K9/TCIA.2017.umz8dv6s
HNSCC-01-0149 | ORIGINAL | PT | 207 | 2002-03-02 | PET/CT HEAD & NECK CA | PET_NO AC 3DIR | 4 | GE MEDICAL SYSTEMS | Discovery RX | 41.04 | Positron Emission Tomography Image Storage | [9 empty] | FDG -- fluorodeoxyglucose | 358552768 | 6588 | 0.97 | CYLINDRICAL RING | 700\153 | NONE | 700 | 1.3.6.1.4.1.14519.5.2.1.1706.8040.116054761321639851532677366934 | 1.3.6.1.4.1.14519.5.2.1.1706.8040.236277619157607748983315938230 | TCIA | 10.7937/K9/TCIA.2017.umz8dv6s
HNSCC-01-0149 | ORIGINAL | PT | 127 | 2002-03-02 | PET/CT HEAD & NECK CA | PET_NO AC 3DIR | 10 | GE MEDICAL SYSTEMS | Discovery RX | 41.04 | Positron Emission Tomography Image Storage | [9 empty] | FDG -- fluorodeoxyglucose | 358552768 | 6588 | 0.97 | CYLINDRICAL RING | 700\153 | NONE | 700 | 1.3.6.1.4.1.14519.5.2.1.1706.8040.116054761321639851532677366934 | 1.3.6.1.4.1.14519.5.2.1.1706.8040.270401348028161489396208996813 | TCIA | 10.7937/K9/TCIA.2017.umz8dv6s
HNSCC-01-0149 | ORIGINAL | CT | 207 | 2002-03-02 | PET/CT HEAD & NECK CA | CT Atten soft | 2 | GE MEDICAL SYSTEMS | Discovery RX | 07MWHL36.4 | CT Image Storage | 120 | HELICAL MODE | 500 | 500 | 949.075 | 0 | CW | 566 | 27.5 | [8 empty] | 1.3.6.1.4.1.14519.5.2.1.1706.8040.116054761321639851532677366934 | 1.3.6.1.4.1.14519.5.2.1.1706.8040.289243572467044394206520371493 | TCIA | 10.7937/K9/TCIA.2017.umz8dv6s
HNSCC-01-0149 | ORIGINAL | PT | 207 | 2002-03-02 | PET/CT HEAD & NECK CA | pet_ac_3d | 5 | GE MEDICAL SYSTEMS | Discovery RX | 41.04 | Positron Emission Tomography Image Storage | [9 empty] | FDG -- fluorodeoxyglucose | 358552768 | 6588 | 0.97 | CYLINDRICAL RING | 700\153 | NONE | 700 | 1.3.6.1.4.1.14519.5.2.1.1706.8040.116054761321639851532677366934 | 1.3.6.1.4.1.14519.5.2.1.1706.8040.712160626512778517016812618038 | TCIA | 10.7937/K9/TCIA.2017.umz8dv6s
HNSCC-01-0150 | ORIGINAL | PT | 223 | 2000-10-21 | PET/CT HEAD&NECK CA IN | PET_NAC | 5 | GE MEDICAL SYSTEMS | Discovery STE | 41.04 | Positron Emission Tomography Image Storage | [9 empty] | FDG -- fluorodeoxyglucose | 697977984 | 6588 | 0.97 | CYLINDRICAL RING | 700\153 | RING | 700 | 1.3.6.1.4.1.14519.5.2.1.1706.8040.169172191131509500812731736562 | 1.3.6.1.4.1.14519.5.2.1.1706.8040.255383238864882274434158885470 | TCIA | 10.7937/K9/TCIA.2017.umz8dv6s
HNSCC-01-0150 | ORIGINAL | PT | 91 | 2000-10-21 | PET/CT HEAD&NECK CA IN | PET_NAC_HEAD | 11 | GE MEDICAL SYSTEMS | Discovery STE | 41.04 | Positron Emission Tomography Image Storage | [9 empty] | FDG -- fluorodeoxyglucose | 697977984 | 6588 | 0.97 | CYLINDRICAL RING | 700\153 | RING | 700 | 1.3.6.1.4.1.14519.5.2.1.1706.8040.169172191131509500812731736562 | 1.3.6.1.4.1.14519.5.2.1.1706.8040.267085967156118140341321196994 | TCIA | 10.7937/K9/TCIA.2017.umz8dv6s
HNSCC-01-0150 | ORIGINAL | PT | 91 | 2000-10-21 | PET/CT HEAD&NECK CA IN | PET_AC_HEAD | 10 | GE MEDICAL SYSTEMS | Discovery STE | 41.04 | Positron Emission Tomography Image Storage | [9 empty] | FDG -- fluorodeoxyglucose | 697977984 | 6588 | 0.97 | CYLINDRICAL RING | 700\153 | RING | 700 | 1.3.6.1.4.1.14519.5.2.1.1706.8040.169172191131509500812731736562 | 1.3.6.1.4.1.14519.5.2.1.1706.8040.311504679873182640227741535953 | TCIA | 10.7937/K9/TCIA.2017.umz8dv6s
HNSCC-01-0150 | ORIGINAL | CT | 223 | 2000-10-21 | PET/CT HEAD&NECK CA IN | CT Atten Cor Head IN | 2 | GE MEDICAL SYSTEMS | Discovery STE | pet_vct_hp.80 | CT Image Storage | 120 | HELICAL MODE | 500 | 500 | 949.075 | 0 | CW | 566 | 27.5 | [8 empty] | 1.3.6.1.4.1.14519.5.2.1.1706.8040.169172191131509500812731736562 | 1.3.6.1.4.1.14519.5.2.1.1706.8040.319447270737564338522620271232 | TCIA | 10.7937/K9/TCIA.2017.umz8dv6s
HNSCC-01-0150 | ORIGINAL | PT | 223 | 2000-10-21 | PET/CT HEAD&NECK CA IN | PET_AC | 4 | GE MEDICAL SYSTEMS | Discovery STE | 41.04 | Positron Emission Tomography Image Storage | [9 empty] | FDG -- fluorodeoxyglucose | 697977984 | 6588 | 0.97 | CYLINDRICAL RING | 700\153 | RING | 700 | 1.3.6.1.4.1.14519.5.2.1.1706.8040.169172191131509500812731736562 | 1.3.6.1.4.1.14519.5.2.1.1706.8040.334981143745364964274312244043 | TCIA | 10.7937/K9/TCIA.2017.umz8dv6s
HNSCC-01-0150 | NULL | RTPLAN | 1 | 2001-01-02 | RT SIMULATION | NULL | 1 | ADAC | Pinnacle3 | 9.8 | RT Plan Storage | [17 empty] | 1.3.6.1.4.1.14519.5.2.1.1706.8040.183840558670082146671625868230 | 1.3.6.1.4.1.14519.5.2.1.1706.8040.255169678099778347209785768775 | TCIA | 10.7937/K9/TCIA.2017.umz8dv6s
HNSCC-01-0150 | NULL | RTSTRUCT | 1 | 2001-01-02 | RT SIMULATION | NULL | 1 | ADAC | Pinnacle3 | 9.8 | RT Structure Set Storage | [17 empty] | 1.3.6.1.4.1.14519.5.2.1.1706.8040.183840558670082146671625868230 | 1.3.6.1.4.1.14519.5.2.1.1706.8040.328893390061348280065195623074 | TCIA | 10.7937/K9/TCIA.2017.umz8dv6s
HNSCC-01-0150 | NULL | RTDOSE | 1 | 2001-01-02 | RT SIMULATION | NULL | 1 | ADAC | Pinnacle3 | 9.8 | RT Dose Storage | [17 empty] | 1.3.6.1.4.1.14519.5.2.1.1706.8040.183840558670082146671625868230 | 1.3.6.1.4.1.14519.5.2.1.1706.8040.592113948859732308855032920965 | TCIA | 10.7937/K9/TCIA.2017.umz8dv6s
HNSCC-01-0150 | ORIGINAL | CT | 142 | 2001-01-02 | RT SIMULATION | NULL | 2 | Philips | Brilliance 64 | 2.3.0 | CT Image Storage | 120 | HELIX | 500 | 486 |  | 0 | CW | [10 empty] | 1.3.6.1.4.1.14519.5.2.1.1706.8040.183840558670082146671625868230 | 1.3.6.1.4.1.14519.5.2.1.1706.8040.273625463277634582176581225988 | TCIA | 10.7937/K9/TCIA.2017.umz8dv6s
HNSCC-01-0150 | ORIGINAL | PT | 207 | 2001-06-05 | PET/CT HEAD & NECK CA | pet_ac_3d | 5 | GE MEDICAL SYSTEMS | Discovery RX | 41.04 | Positron Emission Tomography Image Storage | [9 empty] | FDG -- fluorodeoxyglucose | 407162496 | 6588 | 0.97 | CYLINDRICAL RING | 700\153 | NONE | 700 | 1.3.6.1.4.1.14519.5.2.1.1706.8040.244920928422465053921651748280 | 1.3.6.1.4.1.14519.5.2.1.1706.8040.112263496489712268417719711369 | TCIA | 10.7937/K9/TCIA.2017.umz8dv6s
HNSCC-01-0150 | ORIGINAL | PT | 207 | 2001-06-05 | PET/CT HEAD & NECK CA | PET_NO AC 3DIR | 4 | GE MEDICAL SYSTEMS | Discovery RX | 41.04 | Positron Emission Tomography Image Storage | [9 empty] | FDG -- fluorodeoxyglucose | 407162496 | 6588 | 0.97 | CYLINDRICAL RING | 700\153 | NONE | 700 | 1.3.6.1.4.1.14519.5.2.1.1706.8040.244920928422465053921651748280 | 1.3.6.1.4.1.14519.5.2.1.1706.8040.178971877526658993739785630201 | TCIA | 10.7937/K9/TCIA.2017.umz8dv6s
HNSCC-01-0150 | ORIGINAL | PT | 87 | 2001-06-05 | PET/CT HEAD & NECK CA | PET_NO AC 3DIR | 10 | GE MEDICAL SYSTEMS | Discovery RX | 41.04 | Positron Emission Tomography Image Storage | [9 empty] | FDG -- fluorodeoxyglucose | 306944320 | 6588 | 0.97 | CYLINDRICAL RING | 700\153 | NONE | 700 | 1.3.6.1.4.1.14519.5.2.1.1706.8040.244920928422465053921651748280 | 1.3.6.1.4.1.14519.5.2.1.1706.8040.210585950644633633425570228762 | TCIA | 10.7937/K9/TCIA.2017.umz8dv6s
HNSCC-01-0150 | ORIGINAL | CT | 207 | 2001-06-05 | PET/CT HEAD & NECK CA | CT Atten soft | 2 | GE MEDICAL SYSTEMS | Discovery RX | 07MWHL36.4 | CT Image Storage | 120 | HELICAL MODE | 500 | 500 | 949.075 | 0 | CW | 566 | 27.5 | [8 empty] | 1.3.6.1.4.1.14519.5.2.1.1706.8040.244920928422465053921651748280 | 1.3.6.1.4.1.14519.5.2.1.1706.8040.251996626742831090898943762176 | TCIA | 10.7937/K9/TCIA.2017.umz8dv6s
HNSCC-01-0150 | ORIGINAL | PT | 87 | 2001-06-05 | PET/CT HEAD & NECK CA | pet_ac_3d | 11 | GE MEDICAL SYSTEMS | Discovery RX | 41.04 | Positron Emission Tomography Image Storage | [9 empty] | FDG -- fluorodeoxyglucose | 306944320 | 6588 | 0.97 | CYLINDRICAL RING | 700\153 | NONE | 700 | 1.3.6.1.4.1.14519.5.2.1.1706.8040.244920928422465053921651748280 | 1.3.6.1.4.1.14519.5.2.1.1706.8040.402638017769413925215250295315 | TCIA | 10.7937/K9/TCIA.2017.umz8dv6s
HNSCC-01-0151 | NULL | RTSTRUCT | 1 | 2000-12-05 | RT SIMULATION | NULL | 1 | ADAC | Pinnacle3 | 9.8 | RT Structure Set Storage | [17 empty] | 1.3.6.1.4.1.14519.5.2.1.1706.8040.260243181641370390649935979139 | 1.3.6.1.4.1.14519.5.2.1.1706.8040.103567794407934283302954638293 | TCIA | 10.7937/K9/TCIA.2017.umz8dv6s
HNSCC-01-0151 | NULL | RTDOSE | 1 | 2000-12-05 | RT SIMULATION | NULL | 1 | ADAC | Pinnacle3 | 9.8 | RT Dose Storage | [17 empty] | 1.3.6.1.4.1.14519.5.2.1.1706.8040.260243181641370390649935979139 | 1.3.6.1.4.1.14519.5.2.1.1706.8040.109303149674688710348840385241 | TCIA | 10.7937/K9/TCIA.2017.umz8dv6s
HNSCC-01-0151 | NULL | RTSTRUCT | 1 | 2000-12-05 | RT SIMULATION | NULL | 1 | ADAC | Pinnacle3 | 9.8 | RT Structure Set Storage | [17 empty] | 1.3.6.1.4.1.14519.5.2.1.1706.8040.260243181641370390649935979139 | 1.3.6.1.4.1.14519.5.2.1.1706.8040.115944049240133724221363468914 | TCIA | 10.7937/K9/TCIA.2017.umz8dv6s
HNSCC-01-0151 | NULL | RTPLAN | 1 | 2000-12-05 | RT SIMULATION | NULL | 1 | ADAC | Pinnacle3 | 9.8 | RT Plan Storage | [17 empty] | 1.3.6.1.4.1.14519.5.2.1.1706.8040.260243181641370390649935979139 | 1.3.6.1.4.1.14519.5.2.1.1706.8040.206593023510589483064683436577 | TCIA | 10.7937/K9/TCIA.2017.umz8dv6s
HNSCC-01-0151 | NULL | RTPLAN | 1 | 2000-12-05 | RT SIMULATION | NULL | 1 | ADAC | Pinnacle3 | 9.8 | RT Plan Storage | [17 empty] | 1.3.6.1.4.1.14519.5.2.1.1706.8040.260243181641370390649935979139 | 1.3.6.1.4.1.14519.5.2.1.1706.8040.238405160179601809279104460409 | TCIA | 10.7937/K9/TCIA.2017.umz8dv6s
HNSCC-01-0151 | NULL | RTDOSE | 1 | 2000-12-05 | RT SIMULATION | NULL | 1 | ADAC | Pinnacle3 | 9.8 | RT Dose Storage | [17 empty] | 1.3.6.1.4.1.14519.5.2.1.1706.8040.260243181641370390649935979139 | 1.3.6.1.4.1.14519.5.2.1.1706.8040.281371524377535447427184391152 | TCIA | 10.7937/K9/TCIA.2017.umz8dv6s
HNSCC-01-0151 | ORIGINAL | CT | 179 | 2000-12-05 | RT SIMULATION | NULL | 5 | Philips | Mx8000 IDT 16 | 4.2.1 | CT Image Storage | 120 | HELIX | 500 | 500 |  | 0 | CW | [10 empty] | 1.3.6.1.4.1.14519.5.2.1.1706.8040.260243181641370390649935979139 | 1.3.6.1.4.1.14519.5.2.1.1706.8040.217698507813039683259585246393 | TCIA | 10.7937/K9/TCIA.2017.umz8dv6s
HNSCC-01-0151 | ORIGINAL | CT | 207 | 2000-12-11 | PET/CT HEAD&NECK CA IN | CT Soft | 2 | GE MEDICAL SYSTEMS | Discovery RX | 07MWDVCT36.4 | CT Image Storage | 120 | HELICAL MODE | 500 | 500 | 949.075 | 0 | CW | 500 | 55 | [8 empty] | 1.3.6.1.4.1.14519.5.2.1.1706.8040.235778829754748915567695824257 | 1.3.6.1.4.1.14519.5.2.1.1706.8040.170964548320015207798162139877 | TCIA | 10.7937/K9/TCIA.2017.umz8dv6s
HNSCC-01-0151 | ORIGINAL | PT | 207 | 2000-12-11 | PET/CT HEAD&NECK CA IN | PET_AC_3D_FDG | 5 | GE MEDICAL SYSTEMS | Discovery RX | 41.04 | Positron Emission Tomography Image Storage | [9 empty] | FDG -- fluorodeoxyglucose | 345045952 | 6588 | 0.97 | CYLINDRICAL RING | 700\153 | NONE | 700 | 1.3.6.1.4.1.14519.5.2.1.1706.8040.235778829754748915567695824257 | 1.3.6.1.4.1.14519.5.2.1.1706.8040.189464190578656683186054248978 | TCIA | 10.7937/K9/TCIA.2017.umz8dv6s
HNSCC-01-0151 | ORIGINAL | PT | 87 | 2000-12-11 | PET/CT HEAD&NECK CA IN | PET_AC_3D_FDG_H&N | 11 | GE MEDICAL SYSTEMS | Discovery RX | 41.04 | Positron Emission Tomography Image Storage | [9 empty] | FDG -- fluorodeoxyglucose | 345045952 | 6588 | 0.97 | CYLINDRICAL RING | 700\153 | NONE | 700 | 1.3.6.1.4.1.14519.5.2.1.1706.8040.235778829754748915567695824257 | 1.3.6.1.4.1.14519.5.2.1.1706.8040.213044604385088097864902452193 | TCIA | 10.7937/K9/TCIA.2017.umz8dv6s
HNSCC-01-0151 | ORIGINAL | PT | 207 | 2000-12-11 | PET/CT HEAD&NECK CA IN | PET_NAC_3D_FDG | 4 | GE MEDICAL SYSTEMS | Discovery RX | 41.04 | Positron Emission Tomography Image Storage | [9 empty] | FDG -- fluorodeoxyglucose | 345045952 | 6588 | 0.97 | CYLINDRICAL RING | 700\153 | NONE | 700 | 1.3.6.1.4.1.14519.5.2.1.1706.8040.235778829754748915567695824257 | 1.3.6.1.4.1.14519.5.2.1.1706.8040.259060677517757208095334610071 | TCIA | 10.7937/K9/TCIA.2017.umz8dv6s
HNSCC-01-0151 | ORIGINAL | PT | 87 | 2000-12-11 | PET/CT HEAD&NECK CA IN | 3D_FDG_H&N_NAC | 10 | GE MEDICAL SYSTEMS | Discovery RX | 41.04 | Positron Emission Tomography Image Storage | [9 empty] | FDG -- fluorodeoxyglucose | 345045952 | 6588 | 0.97 | CYLINDRICAL RING | 700\153 | NONE | 700 | 1.3.6.1.4.1.14519.5.2.1.1706.8040.235778829754748915567695824257 | 1.3.6.1.4.1.14519.5.2.1.1706.8040.788513572944940952003580927380 | TCIA | 10.7937/K9/TCIA.2017.umz8dv6s
HNSCC-01-0151 | ORIGINAL | PT | 87 | 2001-04-02 | PET/CT HEAD & NECK CA | PET_NAC_HEAD 3D | 10 | GE MEDICAL SYSTEMS | Discovery STE | 41.04 | Positron Emission Tomography Image Storage | [9 empty] | FDG -- fluorodeoxyglucose | 307770176 | 6588 | 0.97 | CYLINDRICAL RING | 700\153 | NONE | 700 | 1.3.6.1.4.1.14519.5.2.1.1706.8040.216848114452788406765326054789 | 1.3.6.1.4.1.14519.5.2.1.1706.8040.162417884054515766945150934547 | TCIA | 10.7937/K9/TCIA.2017.umz8dv6s
HNSCC-01-0151 | ORIGINAL | CT | 247 | 2001-04-02 | PET/CT HEAD & NECK CA | CT Atten Cor Head IN | 2 | GE MEDICAL SYSTEMS | Discovery STE | 07MWHL36.4 | CT Image Storage | 120 | HELICAL MODE | 500 | 500 | 949.075 | 0 | CW | 566 | 27.5 | [8 empty] | 1.3.6.1.4.1.14519.5.2.1.1706.8040.216848114452788406765326054789 | 1.3.6.1.4.1.14519.5.2.1.1706.8040.186961038801517226635779875795 | TCIA | 10.7937/K9/TCIA.2017.umz8dv6s
HNSCC-01-0151 | ORIGINAL | PT | 87 | 2001-04-02 | PET/CT HEAD & NECK CA | PET_AC_HEAD 3D | 11 | GE MEDICAL SYSTEMS | Discovery STE | 41.04 | Positron Emission Tomography Image Storage | [9 empty] | FDG -- fluorodeoxyglucose | 307770176 | 6588 | 0.97 | CYLINDRICAL RING | 700\153 | NONE | 700 | 1.3.6.1.4.1.14519.5.2.1.1706.8040.216848114452788406765326054789 | 1.3.6.1.4.1.14519.5.2.1.1706.8040.246264658560355352947995595832 | TCIA | 10.7937/K9/TCIA.2017.umz8dv6s
HNSCC-01-0151 | ORIGINAL | PT | 247 | 2001-04-02 | PET/CT HEAD & NECK CA | PET_NO AC 3DIR | 4 | GE MEDICAL SYSTEMS | Discovery STE | 41.04 | Positron Emission Tomography Image Storage | [9 empty] | FDG -- fluorodeoxyglucose | 307770176 | 6588 | 0.97 | CYLINDRICAL RING | 700\153 | NONE | 700 | 1.3.6.1.4.1.14519.5.2.1.1706.8040.216848114452788406765326054789 | 1.3.6.1.4.1.14519.5.2.1.1706.8040.291430215063952056963752732993 | TCIA | 10.7937/K9/TCIA.2017.umz8dv6s
HNSCC-01-0151 | ORIGINAL | PT | 247 | 2001-04-02 | PET/CT HEAD & NECK CA | pet_ac_3d | 5 | GE MEDICAL SYSTEMS | Discovery STE | 41.04 | Positron Emission Tomography Image Storage | [9 empty] | FDG -- fluorodeoxyglucose | 307770176 | 6588 | 0.97 | CYLINDRICAL RING | 700\153 | NONE | 700 | 1.3.6.1.4.1.14519.5.2.1.1706.8040.216848114452788406765326054789 | 1.3.6.1.4.1.14519.5.2.1.1706.8040.307536162586767332908428417455 | TCIA | 10.7937/K9/TCIA.2017.umz8dv6s
HNSCC-01-0152 | ORIGINAL | PT | 87 | 2000-12-23 | PET/CT HEAD & NECK CA | 3D_FDG_H&N_NAC | 10 | GE MEDICAL SYSTEMS | Discovery RX | 41.04 | Positron Emission Tomography Image Storage | [9 empty] | FDG -- fluorodeoxyglucose | 490142816 | 6588 | 0.97 | CYLINDRICAL RING | 700\153 | NONE | 700 | 1.3.6.1.4.1.14519.5.2.1.1706.8040.306557066616088513004233951817 | 1.3.6.1.4.1.14519.5.2.1.1706.8040.141259395437004234120075019100 | TCIA | 10.7937/K9/TCIA.2017.umz8dv6s
HNSCC-01-0152 | ORIGINAL | PT | 87 | 2000-12-23 | PET/CT HEAD & NECK CA | PET_AC_3D_FDG_H&N | 11 | GE MEDICAL SYSTEMS | Discovery RX | 41.04 | Positron Emission Tomography Image Storage | [9 empty] | FDG -- fluorodeoxyglucose | 490142816 | 6588 | 0.97 | CYLINDRICAL RING | 700\153 | NONE | 700 | 1.3.6.1.4.1.14519.5.2.1.1706.8040.306557066616088513004233951817 | 1.3.6.1.4.1.14519.5.2.1.1706.8040.191145414159921452979446798886 | TCIA | 10.7937/K9/TCIA.2017.umz8dv6s
HNSCC-01-0152 | ORIGINAL | PT | 247 | 2000-12-23 | PET/CT HEAD & NECK CA | PET_AC_3D_FDG | 5 | GE MEDICAL SYSTEMS | Discovery RX | 41.04 | Positron Emission Tomography Image Storage | [9 empty] | FDG -- fluorodeoxyglucose | 490142816 | 6588 | 0.97 | CYLINDRICAL RING | 700\153 | NONE | 700 | 1.3.6.1.4.1.14519.5.2.1.1706.8040.306557066616088513004233951817 | 1.3.6.1.4.1.14519.5.2.1.1706.8040.339865866601919133887564906784 | TCIA | 10.7937/K9/TCIA.2017.umz8dv6s
HNSCC-01-0152 | ORIGINAL | CT | 247 | 2000-12-23 | PET/CT HEAD & NECK CA | CT Soft | 2 | GE MEDICAL SYSTEMS | Discovery RX | 07MWDVCT36.4 | CT Image Storage | 120 | HELICAL MODE | 500 | 500 | 949.075 | 0 | CW | 500 | 55 | [8 empty] | 1.3.6.1.4.1.14519.5.2.1.1706.8040.306557066616088513004233951817 | 1.3.6.1.4.1.14519.5.2.1.1706.8040.563193397672771135167098402086 | TCIA | 10.7937/K9/TCIA.2017.umz8dv6s
HNSCC-01-0152 | ORIGINAL | PT | 247 | 2000-12-23 | PET/CT HEAD & NECK CA | PET_NAC_3D_FDG | 4 | GE MEDICAL SYSTEMS | Discovery RX | 41.04 | Positron Emission Tomography Image Storage | [9 empty] | FDG -- fluorodeoxyglucose | 490142816 | 6588 | 0.97 | CYLINDRICAL RING | 700\153 | NONE | 700 | 1.3.6.1.4.1.14519.5.2.1.1706.8040.306557066616088513004233951817 | 1.3.6.1.4.1.14519.5.2.1.1706.8040.673521158833405535837165388715 | TCIA | 10.7937/K9/TCIA.2017.umz8dv6s
HNSCC-01-0152 | NULL | RTPLAN | 1 | 2000-12-23 | RT SIMULATION | NULL | 1 | ADAC | Pinnacle3 | 9.8 | RT Plan Storage | [17 empty] | 1.3.6.1.4.1.14519.5.2.1.1706.8040.255725035803448158926274870409 | 1.3.6.1.4.1.14519.5.2.1.1706.8040.245579365897568345043523295325 | TCIA | 10.7937/K9/TCIA.2017.umz8dv6s
HNSCC-01-0152 | NULL | RTSTRUCT | 1 | 2000-12-23 | RT SIMULATION | NULL | 1 | ADAC | Pinnacle3 | 9.8 | RT Structure Set Storage | [17 empty] | 1.3.6.1.4.1.14519.5.2.1.1706.8040.255725035803448158926274870409 | 1.3.6.1.4.1.14519.5.2.1.1706.8040.340263763166139990765645758921 | TCIA | 10.7937/K9/TCIA.2017.umz8dv6s
HNSCC-01-0152 | NULL | RTDOSE | 1 | 2000-12-23 | RT SIMULATION | NULL | 1 | ADAC | Pinnacle3 | 9.8 | RT Dose Storage | [17 empty] | 1.3.6.1.4.1.14519.5.2.1.1706.8040.255725035803448158926274870409 | 1.3.6.1.4.1.14519.5.2.1.1706.8040.604519838646048281559594406089 | TCIA | 10.7937/K9/TCIA.2017.umz8dv6s
HNSCC-01-0152 | ORIGINAL | CT | 140 | 2000-12-23 | RT SIMULATION | NULL | 4 | Philips | Mx8000 IDT 16 | 4.2.1 | CT Image Storage | 120 | HELIX | 500 | 500 |  | 0 | CW | [10 empty] | 1.3.6.1.4.1.14519.5.2.1.1706.8040.255725035803448158926274870409 | 1.3.6.1.4.1.14519.5.2.1.1706.8040.436441363475066134762123004071 | TCIA | 10.7937/K9/TCIA.2017.umz8dv6s
HNSCC-01-0152 | ORIGINAL | PT | 207 | 2001-09-05 | PET/CT HEAD & NECK CA | pet_ac_3d | 5 | GE MEDICAL SYSTEMS | Discovery STE | 41.04 | Positron Emission Tomography Image Storage | [9 empty] | FDG -- fluorodeoxyglucose | 295050912 | 6588 | 0.97 | CYLINDRICAL RING | 700\153 | NONE | 700 | 1.3.6.1.4.1.14519.5.2.1.1706.8040.611268355255680794907943968972 | 1.3.6.1.4.1.14519.5.2.1.1706.8040.161720823141974759570400409449 | TCIA | 10.7937/K9/TCIA.2017.umz8dv6s
HNSCC-01-0152 | ORIGINAL | PT | 207 | 2001-09-05 | PET/CT HEAD & NECK CA | PET_NO AC 3DIR | 4 | GE MEDICAL SYSTEMS | Discovery STE | 41.04 | Positron Emission Tomography Image Storage | [9 empty] | FDG -- fluorodeoxyglucose | 295050912 | 6588 | 0.97 | CYLINDRICAL RING | 700\153 | NONE | 700 | 1.3.6.1.4.1.14519.5.2.1.1706.8040.611268355255680794907943968972 | 1.3.6.1.4.1.14519.5.2.1.1706.8040.228324398042199307864004806588 | TCIA | 10.7937/K9/TCIA.2017.umz8dv6s
HNSCC-01-0152 | ORIGINAL | CT | 207 | 2001-09-05 | PET/CT HEAD & NECK CA | CT Atten Cor Head IN | 2 | GE MEDICAL SYSTEMS | Discovery STE | 07MWHL36.4 | CT Image Storage | 120 | HELICAL MODE | 500 | 500 | 949.075 | 0 | CW | 566 | 27.5 | [8 empty] | 1.3.6.1.4.1.14519.5.2.1.1706.8040.611268355255680794907943968972 | 1.3.6.1.4.1.14519.5.2.1.1706.8040.248428268599537869956387195701 | TCIA | 10.7937/K9/TCIA.2017.umz8dv6s
HNSCC-01-0152 | ORIGINAL | PT | 127 | 2001-09-05 | PET/CT HEAD & NECK CA | PET_NAC_HEAD 3D | 10 | GE MEDICAL SYSTEMS | Discovery STE | 41.04 | Positron Emission Tomography Image Storage | [9 empty] | FDG -- fluorodeoxyglucose | 295050912 | 6588 | 0.97 | CYLINDRICAL RING | 700\153 | NONE | 700 | 1.3.6.1.4.1.14519.5.2.1.1706.8040.611268355255680794907943968972 | 1.3.6.1.4.1.14519.5.2.1.1706.8040.319504630072277771325008100607 | TCIA | 10.7937/K9/TCIA.2017.umz8dv6s
HNSCC-01-0152 | ORIGINAL | PT | 127 | 2001-09-05 | PET/CT HEAD & NECK CA | PET_AC_HEAD 3D | 11 | GE MEDICAL SYSTEMS | Discovery STE | 41.04 | Positron Emission Tomography Image Storage | [9 empty] | FDG -- fluorodeoxyglucose | 295050912 | 6588 | 0.97 | CYLINDRICAL RING | 700\153 | NONE | 700 | 1.3.6.1.4.1.14519.5.2.1.1706.8040.611268355255680794907943968972 | 1.3.6.1.4.1.14519.5.2.1.1706.8040.737969817841917066437458964179 | TCIA | 10.7937/K9/TCIA.2017.umz8dv6s
HNSCC-01-0153 | NULL | RTDOSE | 1 | 2000-12-20 | RT SIMULATION | NULL | 1 | ADAC | Pinnacle3 | 9.8 | RT Dose Storage | [17 empty] | 1.3.6.1.4.1.14519.5.2.1.1706.8040.319694648620163239745339929315 | 1.3.6.1.4.1.14519.5.2.1.1706.8040.172640890487027270813178654666 | TCIA | 10.7937/K9/TCIA.2017.umz8dv6s
HNSCC-01-0153 | NULL | RTPLAN | 1 | 2000-12-20 | RT SIMULATION | NULL | 1 | ADAC | Pinnacle3 | 9.8 | RT Plan Storage | [17 empty] | 1.3.6.1.4.1.14519.5.2.1.1706.8040.319694648620163239745339929315 | 1.3.6.1.4.1.14519.5.2.1.1706.8040.184063216537706621511753359338 | TCIA | 10.7937/K9/TCIA.2017.umz8dv6s
HNSCC-01-0153 | NULL | RTSTRUCT | 1 | 2000-12-20 | RT SIMULATION | NULL | 1 | ADAC | Pinnacle3 | 9.8 | RT Structure Set Storage | [17 empty] | 1.3.6.1.4.1.14519.5.2.1.1706.8040.319694648620163239745339929315 | 1.3.6.1.4.1.14519.5.2.1.1706.8040.311445776371128658215154808308 | TCIA | 10.7937/K9/TCIA.2017.umz8dv6s
HNSCC-01-0153 | ORIGINAL | CT | 173 | 2000-12-20 | RT SIMULATION | NULL | 7 | Philips | Mx8000 IDT 16 | 4.2.1 | CT Image Storage | 120 | HELIX | 500 | 500 |  | 0 | CW | [10 empty] | 1.3.6.1.4.1.14519.5.2.1.1706.8040.319694648620163239745339929315 | 1.3.6.1.4.1.14519.5.2.1.1706.8040.138430492727966619272443787868 | TCIA | 10.7937/K9/TCIA.2017.umz8dv6s
HNSCC-01-0153 | ORIGINAL | PT | 207 | 2000-12-27 | PET/CT HEAD&NECK CA IN | PET_NO AC 3DIR | 4 | GE MEDICAL SYSTEMS | Discovery STE | 41.04 | Positron Emission Tomography Image Storage | [9 empty] | FDG -- fluorodeoxyglucose | 346162880 | 6588 | 0.97 | CYLINDRICAL RING | 700\153 | NONE | 700 | 1.3.6.1.4.1.14519.5.2.1.1706.8040.246626613637061490984460182559 | 1.3.6.1.4.1.14519.5.2.1.1706.8040.108978775208163796626289005338 | TCIA | 10.7937/K9/TCIA.2017.umz8dv6s
HNSCC-01-0153 | ORIGINAL | CT | 207 | 2000-12-27 | PET/CT HEAD&NECK CA IN | CT Atten Cor Head IN | 2 | GE MEDICAL SYSTEMS | Discovery STE | 07MWHL36.4 | CT Image Storage | 120 | HELICAL MODE | 500 | 500 | 949.075 | 0 | CW | 566 | 27.5 | [8 empty] | 1.3.6.1.4.1.14519.5.2.1.1706.8040.246626613637061490984460182559 | 1.3.6.1.4.1.14519.5.2.1.1706.8040.109914291068164996271457830762 | TCIA | 10.7937/K9/TCIA.2017.umz8dv6s
HNSCC-01-0153 | ORIGINAL | PT | 87 | 2000-12-27 | PET/CT HEAD&NECK CA IN | PET_AC_HEAD 3D | 11 | GE MEDICAL SYSTEMS | Discovery STE | 41.04 | Positron Emission Tomography Image Storage | [9 empty] | FDG -- fluorodeoxyglucose | 346162880 | 6588 | 0.97 | CYLINDRICAL RING | 700\153 | NONE | 700 | 1.3.6.1.4.1.14519.5.2.1.1706.8040.246626613637061490984460182559 | 1.3.6.1.4.1.14519.5.2.1.1706.8040.128903000495725006390517309753 | TCIA | 10.7937/K9/TCIA.2017.umz8dv6s
HNSCC-01-0153 | ORIGINAL | PT | 207 | 2000-12-27 | PET/CT HEAD&NECK CA IN | pet_ac_3d | 5 | GE MEDICAL SYSTEMS | Discovery STE | 41.04 | Positron Emission Tomography Image Storage | [9 empty] | FDG -- fluorodeoxyglucose | 346162880 | 6588 | 0.97 | CYLINDRICAL RING | 700\153 | NONE | 700 | 1.3.6.1.4.1.14519.5.2.1.1706.8040.246626613637061490984460182559 | 1.3.6.1.4.1.14519.5.2.1.1706.8040.263504986600692230788274306316 | TCIA | 10.7937/K9/TCIA.2017.umz8dv6s
HNSCC-01-0153 | ORIGINAL | PT | 87 | 2000-12-27 | PET/CT HEAD&NECK CA IN | PET_NAC_HEAD 3D | 10 | GE MEDICAL SYSTEMS | Discovery STE | 41.04 | Positron Emission Tomography Image Storage | [9 empty] | FDG -- fluorodeoxyglucose | 346162880 | 6588 | 0.97 | CYLINDRICAL RING | 700\153 | NONE | 700 | 1.3.6.1.4.1.14519.5.2.1.1706.8040.246626613637061490984460182559 | 1.3.6.1.4.1.14519.5.2.1.1706.8040.813423299053733473862661648283 | TCIA | 10.7937/K9/TCIA.2017.umz8dv6s
HNSCC-01-0153 | ORIGINAL | PT | 207 | 2001-05-21 | PET/CT HEAD & NECK CA | PET_NO AC 3DIR | 5 | GE MEDICAL SYSTEMS | Discovery RX | 41.04 | Positron Emission Tomography Image Storage | [9 empty] | FDG -- fluorodeoxyglucose | 405890464 | 6588 | 0.97 | CYLINDRICAL RING | 700\153 | NONE | 700 | 1.3.6.1.4.1.14519.5.2.1.1706.8040.324308294580046839411371646269 | 1.3.6.1.4.1.14519.5.2.1.1706.8040.121461011095549321671913245872 | TCIA | 10.7937/K9/TCIA.2017.umz8dv6s
HNSCC-01-0153 | ORIGINAL | PT | 87 | 2001-05-21 | PET/CT HEAD & NECK CA | pet_ac_3d | 12 | GE MEDICAL SYSTEMS | Discovery RX | 41.04 | Positron Emission Tomography Image Storage | [9 empty] | FDG -- fluorodeoxyglucose | 405890464 | 6588 | 0.97 | CYLINDRICAL RING | 700\153 | NONE | 700 | 1.3.6.1.4.1.14519.5.2.1.1706.8040.324308294580046839411371646269 | 1.3.6.1.4.1.14519.5.2.1.1706.8040.213380583892014534764962403216 | TCIA | 10.7937/K9/TCIA.2017.umz8dv6s
HNSCC-01-0153 | ORIGINAL | PT | 207 | 2001-05-21 | PET/CT HEAD & NECK CA | pet_ac_3d | 6 | GE MEDICAL SYSTEMS | Discovery RX | 41.04 | Positron Emission Tomography Image Storage | [9 empty] | FDG -- fluorodeoxyglucose | 405890464 | 6588 | 0.97 | CYLINDRICAL RING | 700\153 | NONE | 700 | 1.3.6.1.4.1.14519.5.2.1.1706.8040.324308294580046839411371646269 | 1.3.6.1.4.1.14519.5.2.1.1706.8040.241544409770100463731669295256 | TCIA | 10.7937/K9/TCIA.2017.umz8dv6s
HNSCC-01-0153 | ORIGINAL | CT | 207 | 2001-05-21 | PET/CT HEAD & NECK CA | CT atten Soft | 3 | GE MEDICAL SYSTEMS | Discovery RX | 07MWHL36.4 | CT Image Storage | 120 | HELICAL MODE | 500 | 500 | 949.075 | 0 | CW | 566 | 27.5 | [8 empty] | 1.3.6.1.4.1.14519.5.2.1.1706.8040.324308294580046839411371646269 | 1.3.6.1.4.1.14519.5.2.1.1706.8040.246402600421682880615118951341 | TCIA | 10.7937/K9/TCIA.2017.umz8dv6s
HNSCC-01-0153 | ORIGINAL | PT | 87 | 2001-05-21 | PET/CT HEAD & NECK CA | PET_NO AC 3DIR | 11 | GE MEDICAL SYSTEMS | Discovery RX | 41.04 | Positron Emission Tomography Image Storage | [9 empty] | FDG -- fluorodeoxyglucose | 405890464 | 6588 | 0.97 | CYLINDRICAL RING | 700\153 | NONE | 700 | 1.3.6.1.4.1.14519.5.2.1.1706.8040.324308294580046839411371646269 | 1.3.6.1.4.1.14519.5.2.1.1706.8040.336206698167732234030156994538 | TCIA | 10.7937/K9/TCIA.2017.umz8dv6s
HNSCC-01-0154 | ORIGINAL | PT | 91 | 2000-11-28 | PET/CT HEAD & NECK CA | No AC Recon H&N | 2 | GE MEDICAL SYSTEMS | Discovery ST | 26.14 | Positron Emission Tomography Image Storage | [9 empty] | FDG -- fluorodeoxyglucose | 519057504 | 6588 | 0.97 | CYLINDRICAL RING | 700\157 | RING | 700 | 1.3.6.1.4.1.14519.5.2.1.1706.8040.306257384239557973226157736050 | 1.3.6.1.4.1.14519.5.2.1.1706.8040.204101705072511751194811970916 | TCIA | 10.7937/K9/TCIA.2017.umz8dv6s
HNSCC-01-0154 | ORIGINAL | CT | 223 | 2000-11-28 | PET/CT HEAD & NECK CA | Recon 2: CT Atten Cor Head In | 3 | GE MEDICAL SYSTEMS | Discovery ST | LightSpeedAppsdstm5_goc1_11D_R2.9N.IRIX646.5 | CT Image Storage | 120 | HELICAL MODE | 500 | 500 | 949.075 | 0 | CW | 675 | [9 empty] | 1.3.6.1.4.1.14519.5.2.1.1706.8040.306257384239557973226157736050 | 1.3.6.1.4.1.14519.5.2.1.1706.8040.214148392467646069645047139282 | TCIA | 10.7937/K9/TCIA.2017.umz8dv6s
HNSCC-01-0154 | ORIGINAL | PT | 223 | 2000-11-28 | PET/CT HEAD & NECK CA | PET AC | 1 | GE MEDICAL SYSTEMS | Discovery ST | 26.14 | Positron Emission Tomography Image Storage | [9 empty] | FDG -- fluorodeoxyglucose | 519057504 | 6588 | 0.97 | CYLINDRICAL RING | 700\157 | RING | 700 | 1.3.6.1.4.1.14519.5.2.1.1706.8040.306257384239557973226157736050 | 1.3.6.1.4.1.14519.5.2.1.1706.8040.222568682618616460305637029534 | TCIA | 10.7937/K9/TCIA.2017.umz8dv6s
HNSCC-01-0154 | ORIGINAL | PT | 91 | 2000-11-28 | PET/CT HEAD & NECK CA | PET AC H&N | 1 | GE MEDICAL SYSTEMS | Discovery ST | 26.14 | Positron Emission Tomography Image Storage | [9 empty] | FDG -- fluorodeoxyglucose | 519057504 | 6588 | 0.97 | CYLINDRICAL RING | 700\157 | RING | 700 | 1.3.6.1.4.1.14519.5.2.1.1706.8040.306257384239557973226157736050 | 1.3.6.1.4.1.14519.5.2.1.1706.8040.351360299669340100249849170841 | TCIA | 10.7937/K9/TCIA.2017.umz8dv6s
HNSCC-01-0154 | ORIGINAL | PT | 223 | 2000-11-28 | PET/CT HEAD & NECK CA | No AC Recon | 2 | GE MEDICAL SYSTEMS | Discovery ST | 26.14 | Positron Emission Tomography Image Storage | [9 empty] | FDG -- fluorodeoxyglucose | 519057504 | 6588 | 0.97 | CYLINDRICAL RING | 700\157 | RING | 700 | 1.3.6.1.4.1.14519.5.2.1.1706.8040.306257384239557973226157736050 | 1.3.6.1.4.1.14519.5.2.1.1706.8040.463658958930128094217518220616 | TCIA | 10.7937/K9/TCIA.2017.umz8dv6s
HNSCC-01-0154 | NULL | RTPLAN | 1 | 2000-12-09 | RT SIMULATION | NULL | 1 | ADAC | Pinnacle3 | 9.8 | RT Plan Storage | [17 empty] | 1.3.6.1.4.1.14519.5.2.1.1706.8040.654068533509326380212576117566 | 1.3.6.1.4.1.14519.5.2.1.1706.8040.144810133844347307674081575828 | TCIA | 10.7937/K9/TCIA.2017.umz8dv6s
HNSCC-01-0154 | NULL | RTDOSE | 1 | 2000-12-09 | RT SIMULATION | NULL | 1 | ADAC | Pinnacle3 | 9.8 | RT Dose Storage | [17 empty] | 1.3.6.1.4.1.14519.5.2.1.1706.8040.654068533509326380212576117566 | 1.3.6.1.4.1.14519.5.2.1.1706.8040.234057301176533239772348637929 | TCIA | 10.7937/K9/TCIA.2017.umz8dv6s
HNSCC-01-0154 | NULL | RTSTRUCT | 1 | 2000-12-09 | RT SIMULATION | NULL | 1 | ADAC | Pinnacle3 | 9.8 | RT Structure Set Storage | [17 empty] | 1.3.6.1.4.1.14519.5.2.1.1706.8040.654068533509326380212576117566 | 1.3.6.1.4.1.14519.5.2.1.1706.8040.298389922492644770093562271786 | TCIA | 10.7937/K9/TCIA.2017.umz8dv6s
HNSCC-01-0154 | ORIGINAL | CT | 179 | 2000-12-09 | RT SIMULATION | NULL | 4 | Philips | Mx8000 IDT 16 | 4.2.1 | CT Image Storage | 120 | HELIX | 500 | 500 |  | 0 | CW | [10 empty] | 1.3.6.1.4.1.14519.5.2.1.1706.8040.654068533509326380212576117566 | 1.3.6.1.4.1.14519.5.2.1.1706.8040.567470443889123554551437411053 | TCIA | 10.7937/K9/TCIA.2017.umz8dv6s
HNSCC-01-0154 | ORIGINAL | PT | 127 | 2001-03-30 | PET/CT HEAD & NECK CA | pet_ac_3d | 11 | GE MEDICAL SYSTEMS | Discovery RX | 41.04 | Positron Emission Tomography Image Storage | [9 empty] | FDG -- fluorodeoxyglucose | 350801600 | 6588 | 0.97 | CYLINDRICAL RING | 700\153 | NONE | 700 | 1.3.6.1.4.1.14519.5.2.1.1706.8040.307128863306962275209357082022 | 1.3.6.1.4.1.14519.5.2.1.1706.8040.129641877365965624851577051846 | TCIA | 10.7937/K9/TCIA.2017.umz8dv6s
HNSCC-01-0154 | ORIGINAL | PT | 247 | 2001-03-30 | PET/CT HEAD & NECK CA | PET_NO AC 3DIR | 4 | GE MEDICAL SYSTEMS | Discovery RX | 41.04 | Positron Emission Tomography Image Storage | [9 empty] | FDG -- fluorodeoxyglucose | 350801600 | 6588 | 0.97 | CYLINDRICAL RING | 700\153 | NONE | 700 | 1.3.6.1.4.1.14519.5.2.1.1706.8040.307128863306962275209357082022 | 1.3.6.1.4.1.14519.5.2.1.1706.8040.193187754907680416531557662158 | TCIA | 10.7937/K9/TCIA.2017.umz8dv6s
HNSCC-01-0154 | ORIGINAL | CT | 247 | 2001-03-30 | PET/CT HEAD & NECK CA | CT Atten soft | 2 | GE MEDICAL SYSTEMS | Discovery RX | 07MWHL36.4 | CT Image Storage | 120 | HELICAL MODE | 500 | 500 | 949.075 | 0 | CW | 566 | 27.5 | [8 empty] | 1.3.6.1.4.1.14519.5.2.1.1706.8040.307128863306962275209357082022 | 1.3.6.1.4.1.14519.5.2.1.1706.8040.288260510804797515502278283621 | TCIA | 10.7937/K9/TCIA.2017.umz8dv6s
HNSCC-01-0154 | ORIGINAL | PT | 127 | 2001-03-30 | PET/CT HEAD & NECK CA | PET_NO AC 3DIR | 10 | GE MEDICAL SYSTEMS | Discovery RX | 41.04 | Positron Emission Tomography Image Storage | [9 empty] | FDG -- fluorodeoxyglucose | 350801600 | 6588 | 0.97 | CYLINDRICAL RING | 700\153 | NONE | 700 | 1.3.6.1.4.1.14519.5.2.1.1706.8040.307128863306962275209357082022 | 1.3.6.1.4.1.14519.5.2.1.1706.8040.340576648940365399962191213511 | TCIA | 10.7937/K9/TCIA.2017.umz8dv6s
HNSCC-01-0154 | ORIGINAL | PT | 247 | 2001-03-30 | PET/CT HEAD & NECK CA | pet_ac_3d | 5 | GE MEDICAL SYSTEMS | Discovery RX | 41.04 | Positron Emission Tomography Image Storage | [9 empty] | FDG -- fluorodeoxyglucose | 350801600 | 6588 | 0.97 | CYLINDRICAL RING | 700\153 | NONE | 700 | 1.3.6.1.4.1.14519.5.2.1.1706.8040.307128863306962275209357082022 | 1.3.6.1.4.1.14519.5.2.1.1706.8040.801378440847705167297629915322 | TCIA | 10.7937/K9/TCIA.2017.umz8dv6s
HNSCC-01-0155 | NULL | RTDOSE | 1 | 2000-12-16 | RT SIMULATION | NULL | 1 | ADAC | Pinnacle3 | 9.8 | RT Dose Storage | [17 empty] | 1.3.6.1.4.1.14519.5.2.1.1706.8040.329101059290761749399033208232 | 1.3.6.1.4.1.14519.5.2.1.1706.8040.142232735606220424739796948011 | TCIA | 10.7937/K9/TCIA.2017.umz8dv6s
HNSCC-01-0155 | NULL | RTPLAN | 1 | 2000-12-16 | RT SIMULATION | NULL | 1 | ADAC | Pinnacle3 | 9.8 | RT Plan Storage | [17 empty] | 1.3.6.1.4.1.14519.5.2.1.1706.8040.329101059290761749399033208232 | 1.3.6.1.4.1.14519.5.2.1.1706.8040.145465176877968592116945409284 | TCIA | 10.7937/K9/TCIA.2017.umz8dv6s
HNSCC-01-0155 | NULL | RTSTRUCT | 1 | 2000-12-16 | RT SIMULATION | NULL | 1 | ADAC | Pinnacle3 | 9.8 | RT Structure Set Storage | [17 empty] | 1.3.6.1.4.1.14519.5.2.1.1706.8040.329101059290761749399033208232 | 1.3.6.1.4.1.14519.5.2.1.1706.8040.211501635760545012947512857131 | TCIA | 10.7937/K9/TCIA.2017.umz8dv6s
HNSCC-01-0155 | ORIGINAL | CT | 170 | 2000-12-16 | RT SIMULATION | NULL | 2 | Philips | Brilliance 64 | 2.3.0 | CT Image Storage | 120 | HELIX | 500 | 496 |  | 0 | CW | [10 empty] | 1.3.6.1.4.1.14519.5.2.1.1706.8040.329101059290761749399033208232 | 1.3.6.1.4.1.14519.5.2.1.1706.8040.152987879027545535325164956597 | TCIA | 10.7937/K9/TCIA.2017.umz8dv6s
HNSCC-01-0155 | ORIGINAL | PT | 135 | 2000-12-20 | PET,HEAD & NECK CA RES | PET AC rad onc | 1 | GE MEDICAL SYSTEMS | Discovery ST | 36.14 | Positron Emission Tomography Image Storage | [9 empty] | FDG -- fluorodeoxyglucose | 549226368 | 6588 | 0.97 | CYLINDRICAL RING | 700\157 | RING | 500 | 1.3.6.1.4.1.14519.5.2.1.1706.8040.984027589391633922503073095008 | 1.3.6.1.4.1.14519.5.2.1.1706.8040.192421613001482879813414907187 | TCIA | 10.7937/K9/TCIA.2017.umz8dv6s
HNSCC-01-0155 | ORIGINAL | PT | 223 | 2000-12-20 | PET,HEAD & NECK CA RES | PET AC | 1 | GE MEDICAL SYSTEMS | Discovery ST | 36.14 | Positron Emission Tomography Image Storage | [9 empty] | FDG -- fluorodeoxyglucose | 549226368 | 6588 | 0.97 | CYLINDRICAL RING | 700\157 | RING | 700 | 1.3.6.1.4.1.14519.5.2.1.1706.8040.240616502518773383303555489983 | 1.3.6.1.4.1.14519.5.2.1.1706.8040.291222760076618814224040928662 | TCIA | 10.7937/K9/TCIA.2017.umz8dv6s
HNSCC-01-0155 | ORIGINAL | CT | 223 | 2000-12-20 | PET,HEAD & NECK CA RES | CT Atten Cor Head In | 2 | GE MEDICAL SYSTEMS | Discovery ST | LightSpeedverrel | CT Image Storage | 120 | HELICAL MODE | 500 | 500 | 949.075 | 0 | CW | 675 | [9 empty] | 1.3.6.1.4.1.14519.5.2.1.1706.8040.240616502518773383303555489983 | 1.3.6.1.4.1.14519.5.2.1.1706.8040.292470862919316062138906446842 | TCIA | 10.7937/K9/TCIA.2017.umz8dv6s
HNSCC-01-0155 | ORIGINAL | PT | 223 | 2000-12-20 | PET,HEAD & NECK CA RES | No AC Recon | 2 | GE MEDICAL SYSTEMS | Discovery ST | 36.14 | Positron Emission Tomography Image Storage | [9 empty] | FDG -- fluorodeoxyglucose | 549226368 | 6588 | 0.97 | CYLINDRICAL RING | 700\157 | RING | 700 | 1.3.6.1.4.1.14519.5.2.1.1706.8040.240616502518773383303555489983 | 1.3.6.1.4.1.14519.5.2.1.1706.8040.310383986300466152285740652073 | TCIA | 10.7937/K9/TCIA.2017.umz8dv6s
HNSCC-01-0155 | ORIGINAL | CT | 207 | 2001-04-21 | PET/CT HEAD & NECK CA | CT Atten Cor Head IN | 2 | GE MEDICAL SYSTEMS | Discovery STE | 07MWHL36.4 | CT Image Storage | 120 | HELICAL MODE | 500 | 500 | 949.075 | 0 | CW | 566 | 27.5 | [8 empty] | 1.3.6.1.4.1.14519.5.2.1.1706.8040.749781047476624502658020435167 | 1.3.6.1.4.1.14519.5.2.1.1706.8040.157641180872398604048272634958 | TCIA | 10.7937/K9/TCIA.2017.umz8dv6s
HNSCC-01-0155 | ORIGINAL | PT | 207 | 2001-04-21 | PET/CT HEAD & NECK CA | PET_NO AC 3DIR | 4 | GE MEDICAL SYSTEMS | Discovery STE | 41.04 | Positron Emission Tomography Image Storage | [9 empty] | FDG -- fluorodeoxyglucose | 343940768 | 6588 | 0.97 | CYLINDRICAL RING | 700\153 | NONE | 700 | 1.3.6.1.4.1.14519.5.2.1.1706.8040.749781047476624502658020435167 | 1.3.6.1.4.1.14519.5.2.1.1706.8040.232621080687219414548347512029 | TCIA | 10.7937/K9/TCIA.2017.umz8dv6s
HNSCC-01-0155 | ORIGINAL | PT | 87 | 2001-04-21 | PET/CT HEAD & NECK CA | PET_NAC_HEAD 3D | 10 | GE MEDICAL SYSTEMS | Discovery STE | 41.04 | Positron Emission Tomography Image Storage | [9 empty] | FDG -- fluorodeoxyglucose | 343940768 | 6588 | 0.97 | CYLINDRICAL RING | 700\153 | NONE | 700 | 1.3.6.1.4.1.14519.5.2.1.1706.8040.749781047476624502658020435167 | 1.3.6.1.4.1.14519.5.2.1.1706.8040.272183965972943050934572229205 | TCIA | 10.7937/K9/TCIA.2017.umz8dv6s
HNSCC-01-0155 | ORIGINAL | PT | 207 | 2001-04-21 | PET/CT HEAD & NECK CA | pet_ac_3d | 5 | GE MEDICAL SYSTEMS | Discovery STE | 41.04 | Positron Emission Tomography Image Storage | [9 empty] | FDG -- fluorodeoxyglucose | 343940768 | 6588 | 0.97 | CYLINDRICAL RING | 700\153 | NONE | 700 | 1.3.6.1.4.1.14519.5.2.1.1706.8040.749781047476624502658020435167 | 1.3.6.1.4.1.14519.5.2.1.1706.8040.279674228614562445086716990639 | TCIA | 10.7937/K9/TCIA.2017.umz8dv6s
HNSCC-01-0155 | ORIGINAL | PT | 87 | 2001-04-21 | PET/CT HEAD & NECK CA | PET_AC_HEAD 3D | 11 | GE MEDICAL SYSTEMS | Discovery STE | 41.04 | Positron Emission Tomography Image Storage | [9 empty] | FDG -- fluorodeoxyglucose | 343940768 | 6588 | 0.97 | CYLINDRICAL RING | 700\153 | NONE | 700 | 1.3.6.1.4.1.14519.5.2.1.1706.8040.749781047476624502658020435167 | 1.3.6.1.4.1.14519.5.2.1.1706.8040.327534404874293993222232935228 | TCIA | 10.7937/K9/TCIA.2017.umz8dv6s
HNSCC-01-0156 | ORIGINAL | CT | 223 | 2001-03-11 | PET,HEAD&NECK CA INIT | CT Atten Cor Head In | 2 | GE MEDICAL SYSTEMS | Discovery ST | LightSpeedverrel | CT Image Storage | 120 | HELICAL MODE | 500 | 500 | 949.075 | 0 | CW | 675 | [9 empty] | 1.3.6.1.4.1.14519.5.2.1.1706.8040.129201100060724613051194123073 | 1.3.6.1.4.1.14519.5.2.1.1706.8040.155147434361128587029108643655 | TCIA | 10.7937/K9/TCIA.2017.umz8dv6s
HNSCC-01-0156 | ORIGINAL | PT | 223 | 2001-03-11 | PET,HEAD&NECK CA INIT | PET AC | 1 | GE MEDICAL SYSTEMS | Discovery ST | 36.14 | Positron Emission Tomography Image Storage | [9 empty] | FDG -- fluorodeoxyglucose | 667982592 | 6588 | 0.97 | CYLINDRICAL RING | 700\157 | RING | 700 | 1.3.6.1.4.1.14519.5.2.1.1706.8040.129201100060724613051194123073 | 1.3.6.1.4.1.14519.5.2.1.1706.8040.572243391567388192281026838808 | TCIA | 10.7937/K9/TCIA.2017.umz8dv6s
HNSCC-01-0156 | ORIGINAL | PT | 223 | 2001-03-11 | PET,HEAD&NECK CA INIT | No AC Recon | 2 | GE MEDICAL SYSTEMS | Discovery ST | 36.14 | Positron Emission Tomography Image Storage | [9 empty] | FDG -- fluorodeoxyglucose | 667982592 | 6588 | 0.97 | CYLINDRICAL RING | 700\157 | RING | 700 | 1.3.6.1.4.1.14519.5.2.1.1706.8040.129201100060724613051194123073 | 1.3.6.1.4.1.14519.5.2.1.1706.8040.580090294070030316553687196682 | TCIA | 10.7937/K9/TCIA.2017.umz8dv6s
HNSCC-01-0156 | ORIGINAL | PT | 87 | 2001-06-18 | PET/CT HEAD & NECK CA | 3D_FDG_H&N_NAC | 10 | GE MEDICAL SYSTEMS | Discovery RX | 41.04 | Positron Emission Tomography Image Storage | [9 empty] | FDG -- fluorodeoxyglucose | 403398048 | 6588 | 0.97 | CYLINDRICAL RING | 700\153 | NONE | 700 | 1.3.6.1.4.1.14519.5.2.1.1706.8040.155381900722887253201697266568 | 1.3.6.1.4.1.14519.5.2.1.1706.8040.107625568315148067096489276924 | TCIA | 10.7937/K9/TCIA.2017.umz8dv6s
HNSCC-01-0156 | ORIGINAL | PT | 207 | 2001-06-18 | PET/CT HEAD & NECK CA | PET_NAC_3D_FDG | 4 | GE MEDICAL SYSTEMS | Discovery RX | 41.04 | Positron Emission Tomography Image Storage | [9 empty] | FDG -- fluorodeoxyglucose | 403398048 | 6588 | 0.97 | CYLINDRICAL RING | 700\153 | NONE | 700 | 1.3.6.1.4.1.14519.5.2.1.1706.8040.155381900722887253201697266568 | 1.3.6.1.4.1.14519.5.2.1.1706.8040.226149242876244023411486300653 | TCIA | 10.7937/K9/TCIA.2017.umz8dv6s
HNSCC-01-0156 | ORIGINAL | PT | 87 | 2001-06-18 | PET/CT HEAD & NECK CA | PET_AC_3D_FDG_H&N | 11 | GE MEDICAL SYSTEMS | Discovery RX | 41.04 | Positron Emission Tomography Image Storage | [9 empty] | FDG -- fluorodeoxyglucose | 403398048 | 6588 | 0.97 | CYLINDRICAL RING | 700\153 | NONE | 700 | 1.3.6.1.4.1.14519.5.2.1.1706.8040.155381900722887253201697266568 | 1.3.6.1.4.1.14519.5.2.1.1706.8040.321937862546991840649566343593 | TCIA | 10.7937/K9/TCIA.2017.umz8dv6s
HNSCC-01-0156 | ORIGINAL | CT | 207 | 2001-06-18 | PET/CT HEAD & NECK CA | CT Soft | 2 | GE MEDICAL SYSTEMS | Discovery RX | 07MWDVCT36.4 | CT Image Storage | 120 | HELICAL MODE | 500 | 500 | 949.075 | 0 | CW | 500 | 55 | [8 empty] | 1.3.6.1.4.1.14519.5.2.1.1706.8040.155381900722887253201697266568 | 1.3.6.1.4.1.14519.5.2.1.1706.8040.628950915589929386648146528852 | TCIA | 10.7937/K9/TCIA.2017.umz8dv6s
HNSCC-01-0156 | ORIGINAL | PT | 207 | 2001-06-18 | PET/CT HEAD & NECK CA | PET_AC_3D_FDG | 5 | GE MEDICAL SYSTEMS | Discovery RX | 41.04 | Positron Emission Tomography Image Storage | [9 empty] | FDG -- fluorodeoxyglucose | 403398048 | 6588 | 0.97 | CYLINDRICAL RING | 700\153 | NONE | 700 | 1.3.6.1.4.1.14519.5.2.1.1706.8040.155381900722887253201697266568 | 1.3.6.1.4.1.14519.5.2.1.1706.8040.867735237591319081002632478419 | TCIA | 10.7937/K9/TCIA.2017.umz8dv6s
HNSCC-01-0157 | ORIGINAL | CT | 207 | 2001-02-04 | PET/CT SPN WB OR REGIO | CT Atten soft | 2 | GE MEDICAL SYSTEMS | Discovery RX | 07MWHL36.4 | CT Image Storage | 120 | HELICAL MODE | 500 | 500 | 949.075 | 0 | CW | 566 | 27.5 | [8 empty] | 1.3.6.1.4.1.14519.5.2.1.1706.8040.151228199116700547488019268067 | 1.3.6.1.4.1.14519.5.2.1.1706.8040.586303027490411308929010110653 | TCIA | 10.7937/K9/TCIA.2017.umz8dv6s
HNSCC-01-0157 | ORIGINAL | CT | 165 | 2002-01-14 | PET/CT HEAD & NECK CA | CT H&N Zoom | 3 | GE MEDICAL SYSTEMS | Discovery RX | 07MWHL36.4 | CT Image Storage | 100 | HELICAL MODE | 500 | 250 | 949.075 | 0 | CW | 530 | 27.5 | [8 empty] | 1.3.6.1.4.1.14519.5.2.1.1706.8040.244404717451654487187545734091 | 1.3.6.1.4.1.14519.5.2.1.1706.8040.111870134303072281080765023403 | TCIA | 10.7937/K9/TCIA.2017.umz8dv6s
HNSCC-01-0157 | ORIGINAL | CT | 165 | 2002-01-14 | PET/CT HEAD & NECK CA | Recon 3: CT Atten Cor H&N | 4 | GE MEDICAL SYSTEMS | Discovery RX | 07MWHL36.4 | CT Image Storage | 100 | HELICAL MODE | 500 | 250 | 949.075 | 0 | CW | 530 | 27.5 | [8 empty] | 1.3.6.1.4.1.14519.5.2.1.1706.8040.244404717451654487187545734091 | 1.3.6.1.4.1.14519.5.2.1.1706.8040.185569935823957102899581159338 | TCIA | 10.7937/K9/TCIA.2017.umz8dv6s
HNSCC-01-0157 | ORIGINAL | PT | 127 | 2002-01-14 | PET/CT HEAD & NECK CA | PET_NO AC 3DIR | 5 | GE MEDICAL SYSTEMS | Discovery RX | 41.04 | Positron Emission Tomography Image Storage | [9 empty] | FDG -- fluorodeoxyglucose | 405508928 | 6588 | 0.97 | CYLINDRICAL RING | 700\153 | NONE | 700 | 1.3.6.1.4.1.14519.5.2.1.1706.8040.244404717451654487187545734091 | 1.3.6.1.4.1.14519.5.2.1.1706.8040.219997180546106678135687818376 | TCIA | 10.7937/K9/TCIA.2017.umz8dv6s
HNSCC-01-0157 | ORIGINAL | CT | 127 | 2002-01-14 | PET/CT HEAD & NECK CA | CT Atten Cor H&N | 2 | GE MEDICAL SYSTEMS | Discovery RX | 07MWHL36.4 | CT Image Storage | 100 | HELICAL MODE | 500 | 500 | 949.075 | 0 | CW | 566 | 27.5 | [8 empty] | 1.3.6.1.4.1.14519.5.2.1.1706.8040.244404717451654487187545734091 | 1.3.6.1.4.1.14519.5.2.1.1706.8040.246585880066840093817599623609 | TCIA | 10.7937/K9/TCIA.2017.umz8dv6s
HNSCC-01-0157 | ORIGINAL | PT | 207 | 2002-01-14 | PET/CT HEAD & NECK CA | pet_ac_3d | 5 | GE MEDICAL SYSTEMS | Discovery RX | 41.04 | Positron Emission Tomography Image Storage | [9 empty] | FDG -- fluorodeoxyglucose | 405508928 | 6588 | 0.97 | CYLINDRICAL RING | 700\153 | NONE | 700 | 1.3.6.1.4.1.14519.5.2.1.1706.8040.244404717451654487187545734091 | 1.3.6.1.4.1.14519.5.2.1.1706.8040.260088490020390309886429749219 | TCIA | 10.7937/K9/TCIA.2017.umz8dv6s
HNSCC-01-0157 | ORIGINAL | CT | 207 | 2002-01-14 | PET/CT HEAD & NECK CA | CT Atten Lung | 3 | GE MEDICAL SYSTEMS | Discovery RX | 07MWHL36.4 | CT Image Storage | 120 | HELICAL MODE | 500 | 500 | 949.075 | 0 | CW | 566 | 27.5 | [8 empty] | 1.3.6.1.4.1.14519.5.2.1.1706.8040.244404717451654487187545734091 | 1.3.6.1.4.1.14519.5.2.1.1706.8040.260217606613903142019885443022 | TCIA | 10.7937/K9/TCIA.2017.umz8dv6s
HNSCC-01-0157 | ORIGINAL | CT | 207 | 2002-01-14 | PET/CT HEAD & NECK CA | CT Atten soft | 2 | GE MEDICAL SYSTEMS | Discovery RX | 07MWHL36.4 | CT Image Storage | 120 | HELICAL MODE | 500 | 500 | 949.075 | 0 | CW | 566 | 27.5 | [8 empty] | 1.3.6.1.4.1.14519.5.2.1.1706.8040.244404717451654487187545734091 | 1.3.6.1.4.1.14519.5.2.1.1706.8040.283798680833435303187485527979 | TCIA | 10.7937/K9/TCIA.2017.umz8dv6s
HNSCC-01-0157 | ORIGINAL | PT | 127 | 2002-01-14 | PET/CT HEAD & NECK CA | pet_ac_3d_H&N | 401 | GE MEDICAL SYSTEMS | Discovery RX | 41.04 | Positron Emission Tomography Image Storage | [9 empty] | FDG -- fluorodeoxyglucose | 405508928 | 6588 | 0.97 | CYLINDRICAL RING | 700\153 | NONE | 700 | 1.3.6.1.4.1.14519.5.2.1.1706.8040.244404717451654487187545734091 | 1.3.6.1.4.1.14519.5.2.1.1706.8040.290827656069324208866499801105 | TCIA | 10.7937/K9/TCIA.2017.umz8dv6s
HNSCC-01-0157 | ORIGINAL | PT | 207 | 2002-01-14 | PET/CT HEAD & NECK CA | PET_NO AC 3DIR | 4 | GE MEDICAL SYSTEMS | Discovery RX | 41.04 | Positron Emission Tomography Image Storage | [9 empty] | FDG -- fluorodeoxyglucose | 405508928 | 6588 | 0.97 | CYLINDRICAL RING | 700\153 | NONE | 700 | 1.3.6.1.4.1.14519.5.2.1.1706.8040.244404717451654487187545734091 | 1.3.6.1.4.1.14519.5.2.1.1706.8040.438960602247820260081288444396 | TCIA | 10.7937/K9/TCIA.2017.umz8dv6s
HNSCC-01-0157 | ORIGINAL | CT | 1 | 2002-01-14 | PET/CT HEAD & NECK CA | CT SCOUT H&N | 1 | GE MEDICAL SYSTEMS | Discovery RX | 07MWHL36.4 | CT Image Storage | 80 | SCOUT MODE | 500 |  | 949.075 | 0 | CW | 4072 | [9 empty] | 1.3.6.1.4.1.14519.5.2.1.1706.8040.244404717451654487187545734091 | 1.3.6.1.4.1.14519.5.2.1.1706.8040.449958020189613718372357789437 | TCIA | 10.7937/K9/TCIA.2017.umz8dv6s
HNSCC-01-0157 | ORIGINAL | CT | 1 | 2002-01-14 | PET/CT HEAD & NECK CA | CT SCOUT HEAD IN | 1 | GE MEDICAL SYSTEMS | Discovery RX | 07MWHL36.4 | CT Image Storage | 120 | SCOUT MODE | 500 |  | 949.075 | 0 | CW | 9070 | [9 empty] | 1.3.6.1.4.1.14519.5.2.1.1706.8040.244404717451654487187545734091 | 1.3.6.1.4.1.14519.5.2.1.1706.8040.637402599930000673112868453620 | TCIA | 10.7937/K9/TCIA.2017.umz8dv6s
HNSCC-01-0158 | ORIGINAL | CT | 247 | 2001-01-23 | PET/CT HEAD&NECK CA IN | CT Atten Cor Head IN | 2 | GE MEDICAL SYSTEMS | Discovery STE | 07MWHL36.4 | CT Image Storage | 120 | HELICAL MODE | 500 | 500 | 949.075 | 0 | CW | 566 | 27.5 | [8 empty] | 1.3.6.1.4.1.14519.5.2.1.1706.8040.130176674329060506435708888766 | 1.3.6.1.4.1.14519.5.2.1.1706.8040.106084592759319231029895000312 | TCIA | 10.7937/K9/TCIA.2017.umz8dv6s
HNSCC-01-0158 | ORIGINAL | PT | 247 | 2001-01-23 | PET/CT HEAD&NECK CA IN | PET_NO AC 3DIR | 4 | GE MEDICAL SYSTEMS | Discovery STE | 41.04 | Positron Emission Tomography Image Storage | [9 empty] | FDG -- fluorodeoxyglucose | 414841792 | 6588 | 0.97 | CYLINDRICAL RING | 700\153 | NONE | 700 | 1.3.6.1.4.1.14519.5.2.1.1706.8040.130176674329060506435708888766 | 1.3.6.1.4.1.14519.5.2.1.1706.8040.275549843649785451300480627885 | TCIA | 10.7937/K9/TCIA.2017.umz8dv6s
HNSCC-01-0158 | ORIGINAL | PT | 87 | 2001-01-23 | PET/CT HEAD&NECK CA IN | PET_NAC_HEAD 3D | 10 | GE MEDICAL SYSTEMS | Discovery STE | 41.04 | Positron Emission Tomography Image Storage | [9 empty] | FDG -- fluorodeoxyglucose | 414841792 | 6588 | 0.97 | CYLINDRICAL RING | 700\153 | NONE | 700 | 1.3.6.1.4.1.14519.5.2.1.1706.8040.130176674329060506435708888766 | 1.3.6.1.4.1.14519.5.2.1.1706.8040.303589508857921249510654597892 | TCIA | 10.7937/K9/TCIA.2017.umz8dv6s
HNSCC-01-0158 | ORIGINAL | PT | 247 | 2001-01-23 | PET/CT HEAD&NECK CA IN | pet_ac_3d | 5 | GE MEDICAL SYSTEMS | Discovery STE | 41.04 | Positron Emission Tomography Image Storage | [9 empty] | FDG -- fluorodeoxyglucose | 414841792 | 6588 | 0.97 | CYLINDRICAL RING | 700\153 | NONE | 700 | 1.3.6.1.4.1.14519.5.2.1.1706.8040.130176674329060506435708888766 | 1.3.6.1.4.1.14519.5.2.1.1706.8040.350448297938962732110905256059 | TCIA | 10.7937/K9/TCIA.2017.umz8dv6s
HNSCC-01-0158 | ORIGINAL | PT | 87 | 2001-01-23 | PET/CT HEAD&NECK CA IN | PET_AC_HEAD 3D | 11 | GE MEDICAL SYSTEMS | Discovery STE | 41.04 | Positron Emission Tomography Image Storage | [9 empty] | FDG -- fluorodeoxyglucose | 414841792 | 6588 | 0.97 | CYLINDRICAL RING | 700\153 | NONE | 700 | 1.3.6.1.4.1.14519.5.2.1.1706.8040.130176674329060506435708888766 | 1.3.6.1.4.1.14519.5.2.1.1706.8040.480258515330847197789115417527 | TCIA | 10.7937/K9/TCIA.2017.umz8dv6s
HNSCC-01-0158 | NULL | RTSTRUCT | 1 | 2001-04-09 | RT SIMULATION | NULL | 1 | ADAC | Pinnacle3 | 9.8 | RT Structure Set Storage | [17 empty] | 1.3.6.1.4.1.14519.5.2.1.1706.8040.244574357730888793669865473201 | 1.3.6.1.4.1.14519.5.2.1.1706.8040.200921025231976349481939300125 | TCIA | 10.7937/K9/TCIA.2017.umz8dv6s
HNSCC-01-0158 | NULL | RTPLAN | 1 | 2001-04-09 | RT SIMULATION | NULL | 1 | ADAC | Pinnacle3 | 9.8 | RT Plan Storage | [17 empty] | 1.3.6.1.4.1.14519.5.2.1.1706.8040.244574357730888793669865473201 | 1.3.6.1.4.1.14519.5.2.1.1706.8040.243890744388721803976509299952 | TCIA | 10.7937/K9/TCIA.2017.umz8dv6s
HNSCC-01-0158 | NULL | RTDOSE | 1 | 2001-04-09 | RT SIMULATION | NULL | 1 | ADAC | Pinnacle3 | 9.8 | RT Dose Storage | [17 empty] | 1.3.6.1.4.1.14519.5.2.1.1706.8040.244574357730888793669865473201 | 1.3.6.1.4.1.14519.5.2.1.1706.8040.697609026483669855277914354572 | TCIA | 10.7937/K9/TCIA.2017.umz8dv6s
HNSCC-01-0158 | ORIGINAL | CT | 160 | 2001-04-09 | RT SIMULATION | NULL | 3 | Philips | Brilliance 64 | 2.3.0 | CT Image Storage | 120 | HELIX | 500 | 500 |  | 0 | CW | [10 empty] | 1.3.6.1.4.1.14519.5.2.1.1706.8040.244574357730888793669865473201 | 1.3.6.1.4.1.14519.5.2.1.1706.8040.289426557407394286856086226822 | TCIA | 10.7937/K9/TCIA.2017.umz8dv6s
HNSCC-01-0158 | ORIGINAL | CT | 2 | 2004-08-03 | CT, SOFT TISSUE NECK W | SCOUT/NECK-ORAL/NASO W/CON | 1 | GE MEDICAL SYSTEMS | LightSpeed VCT | titan.31 | CT Image Storage | 120 | SCOUT MODE | 500 |  | 949.147 | 0 | CW | 4576 | [9 empty] | 1.3.6.1.4.1.14519.5.2.1.1706.8040.168816601023216336036501864289 | 1.3.6.1.4.1.14519.5.2.1.1706.8040.125468536969227335873779612474 | TCIA | 10.7937/K9/TCIA.2017.umz8dv6s
HNSCC-01-0158 | ORIGINAL | CT | 288 | 2004-08-03 | CT, SOFT TISSUE NECK W | BONE | 3 | GE MEDICAL SYSTEMS | LightSpeed VCT | titan.31 | CT Image Storage | 120 | HELICAL MODE | 500 | 250 | 949.147 | 0 | CW | 1000 | 19.375 | [8 empty] | 1.3.6.1.4.1.14519.5.2.1.1706.8040.168816601023216336036501864289 | 1.3.6.1.4.1.14519.5.2.1.1706.8040.270698700389288691212602448757 | TCIA | 10.7937/K9/TCIA.2017.umz8dv6s
HNSCC-01-0158 | ORIGINAL | CT | 288 | 2004-08-03 | CT, SOFT TISSUE NECK W | CONTRAST120CC@3CC/S,90S DELAY | 2 | GE MEDICAL SYSTEMS | LightSpeed VCT | titan.31 | CT Image Storage | 120 | HELICAL MODE | 500 | 250 | 949.147 | 0 | CW | 1000 | 19.375 | [8 empty] | 1.3.6.1.4.1.14519.5.2.1.1706.8040.168816601023216336036501864289 | 1.3.6.1.4.1.14519.5.2.1.1706.8040.326018418086432751141107610112 | TCIA | 10.7937/K9/TCIA.2017.umz8dv6s
HNSCC-01-0158 | ORIGINAL | PT | 127 | 2006-04-04 | PET/CT HEAD & NECK CA | PT_AC_H&N | 11 | GE MEDICAL SYSTEMS | Discovery STE | 41.04 | Positron Emission Tomography Image Storage | [9 empty] | FDG -- fluorodeoxyglucose | 407974912 | 6588 | 0.97 | CYLINDRICAL RING | 700\153 | NONE | 700 | 1.3.6.1.4.1.14519.5.2.1.1706.8040.142762135765823127600389473248 | 1.3.6.1.4.1.14519.5.2.1.1706.8040.128910676963747823552106674341 | TCIA | 10.7937/K9/TCIA.2017.umz8dv6s
HNSCC-01-0158 | ORIGINAL | PT | 127 | 2006-04-04 | PET/CT HEAD & NECK CA | PT_NAC_H&N | 12 | GE MEDICAL SYSTEMS | Discovery STE | 41.04 | Positron Emission Tomography Image Storage | [9 empty] | FDG -- fluorodeoxyglucose | 407974912 | 6588 | 0.97 | CYLINDRICAL RING | 700\153 | NONE | 700 | 1.3.6.1.4.1.14519.5.2.1.1706.8040.142762135765823127600389473248 | 1.3.6.1.4.1.14519.5.2.1.1706.8040.135537399661588136032428829150 | TCIA | 10.7937/K9/TCIA.2017.umz8dv6s
HNSCC-01-0158 | ORIGINAL | PT | 207 | 2006-04-04 | PET/CT HEAD & NECK CA | PT_NAC | 5 | GE MEDICAL SYSTEMS | Discovery STE | 41.04 | Positron Emission Tomography Image Storage | [9 empty] | FDG -- fluorodeoxyglucose | 407974912 | 6588 | 0.97 | CYLINDRICAL RING | 700\153 | NONE | 700 | 1.3.6.1.4.1.14519.5.2.1.1706.8040.142762135765823127600389473248 | 1.3.6.1.4.1.14519.5.2.1.1706.8040.267181262966318982485420835887 | TCIA | 10.7937/K9/TCIA.2017.umz8dv6s
HNSCC-01-0158 | ORIGINAL | PT | 207 | 2006-04-04 | PET/CT HEAD & NECK CA | PT_AC | 6 | GE MEDICAL SYSTEMS | Discovery STE | 41.04 | Positron Emission Tomography Image Storage | [9 empty] | FDG -- fluorodeoxyglucose | 407974912 | 6588 | 0.97 | CYLINDRICAL RING | 700\153 | NONE | 700 | 1.3.6.1.4.1.14519.5.2.1.1706.8040.142762135765823127600389473248 | 1.3.6.1.4.1.14519.5.2.1.1706.8040.316063658408086487746538343650 | TCIA | 10.7937/K9/TCIA.2017.umz8dv6s
HNSCC-01-0158 | ORIGINAL | CT | 207 | 2006-04-04 | PET/CT HEAD & NECK CA | CT Body | 3 | GE MEDICAL SYSTEMS | Discovery STE | dm09_hl2sp1.23 | CT Image Storage | 120 | HELICAL MODE | 500 | 500 | 949.075 | 0 | CW | 566 | 27.5 | [8 empty] | 1.3.6.1.4.1.14519.5.2.1.1706.8040.142762135765823127600389473248 | 1.3.6.1.4.1.14519.5.2.1.1706.8040.321550651359220016992710626508 | TCIA | 10.7937/K9/TCIA.2017.umz8dv6s
HNSCC-01-0159 | ORIGINAL | PT | 207 | 2001-03-02 | PET/CT HEAD & NECK CA | PET_NO AC 3DIR | 4 | GE MEDICAL SYSTEMS | Discovery STE | 41.04 | Positron Emission Tomography Image Storage | [9 empty] | FDG -- fluorodeoxyglucose | 403587936 | 6588 | 0.97 | CYLINDRICAL RING | 700\153 | NONE | 700 | 1.3.6.1.4.1.14519.5.2.1.1706.8040.480516431692084350474661668626 | 1.3.6.1.4.1.14519.5.2.1.1706.8040.130720107620547665757982643452 | TCIA | 10.7937/K9/TCIA.2017.umz8dv6s
HNSCC-01-0159 | ORIGINAL | PT | 207 | 2001-03-02 | PET/CT HEAD & NECK CA | pet_ac_3d | 5 | GE MEDICAL SYSTEMS | Discovery STE | 41.04 | Positron Emission Tomography Image Storage | [9 empty] | FDG -- fluorodeoxyglucose | 403587936 | 6588 | 0.97 | CYLINDRICAL RING | 700\153 | NONE | 700 | 1.3.6.1.4.1.14519.5.2.1.1706.8040.480516431692084350474661668626 | 1.3.6.1.4.1.14519.5.2.1.1706.8040.228578165400526807920835395950 | TCIA | 10.7937/K9/TCIA.2017.umz8dv6s
HNSCC-01-0159 | ORIGINAL | PT | 87 | 2001-03-02 | PET/CT HEAD & NECK CA | PET_NAC_HEAD 3D | 8 | GE MEDICAL SYSTEMS | Discovery STE | 41.04 | Positron Emission Tomography Image Storage | [9 empty] | FDG -- fluorodeoxyglucose | 403587936 | 6588 | 0.97 | CYLINDRICAL RING | 700\153 | NONE | 700 | 1.3.6.1.4.1.14519.5.2.1.1706.8040.480516431692084350474661668626 | 1.3.6.1.4.1.14519.5.2.1.1706.8040.301655674020136223777277647395 | TCIA | 10.7937/K9/TCIA.2017.umz8dv6s
HNSCC-01-0159 | ORIGINAL | PT | 87 | 2001-03-02 | PET/CT HEAD & NECK CA | PET_AC_HEAD 3D | 9 | GE MEDICAL SYSTEMS | Discovery STE | 41.04 | Positron Emission Tomography Image Storage | [9 empty] | FDG -- fluorodeoxyglucose | 403587936 | 6588 | 0.97 | CYLINDRICAL RING | 700\153 | NONE | 700 | 1.3.6.1.4.1.14519.5.2.1.1706.8040.480516431692084350474661668626 | 1.3.6.1.4.1.14519.5.2.1.1706.8040.335302631206129889073717923808 | TCIA | 10.7937/K9/TCIA.2017.umz8dv6s
HNSCC-01-0159 | ORIGINAL | CT | 207 | 2001-03-02 | PET/CT HEAD & NECK CA | CT Atten Cor Head IN | 2 | GE MEDICAL SYSTEMS | Discovery STE | 07MWHL36.4 | CT Image Storage | 120 | HELICAL MODE | 500 | 500 | 949.075 | 0 | CW | 566 | 27.5 | [8 empty] | 1.3.6.1.4.1.14519.5.2.1.1706.8040.480516431692084350474661668626 | 1.3.6.1.4.1.14519.5.2.1.1706.8040.745591710564109148397765975488 | TCIA | 10.7937/K9/TCIA.2017.umz8dv6s
HNSCC-01-0159 | NULL | RTDOSE | 1 | 2001-04-17 | RT SIMULATION | NULL | 1 | ADAC | Pinnacle3 | 9.8 | RT Dose Storage | [17 empty] | 1.3.6.1.4.1.14519.5.2.1.1706.8040.183989967963948338925125140318 | 1.3.6.1.4.1.14519.5.2.1.1706.8040.116987666316350403420204840255 | TCIA | 10.7937/K9/TCIA.2017.umz8dv6s
HNSCC-01-0159 | NULL | RTPLAN | 1 | 2001-04-17 | RT SIMULATION | NULL | 1 | ADAC | Pinnacle3 | 9.8 | RT Plan Storage | [17 empty] | 1.3.6.1.4.1.14519.5.2.1.1706.8040.183989967963948338925125140318 | 1.3.6.1.4.1.14519.5.2.1.1706.8040.202693153371780513554924490924 | TCIA | 10.7937/K9/TCIA.2017.umz8dv6s
HNSCC-01-0159 | NULL | RTSTRUCT | 1 | 2001-04-17 | RT SIMULATION | NULL | 1 | ADAC | Pinnacle3 | 9.8 | RT Structure Set Storage | [17 empty] | 1.3.6.1.4.1.14519.5.2.1.1706.8040.183989967963948338925125140318 | 1.3.6.1.4.1.14519.5.2.1.1706.8040.314187658853996865621555088153 | TCIA | 10.7937/K9/TCIA.2017.umz8dv6s
HNSCC-01-0159 | ORIGINAL | CT | 149 | 2001-04-17 | RT SIMULATION | NULL | 3 | Philips | Brilliance 64 | 2.3.0 | CT Image Storage | 120 | HELIX | 500 | 500 |  | 0 | CW | [10 empty] | 1.3.6.1.4.1.14519.5.2.1.1706.8040.183989967963948338925125140318 | 1.3.6.1.4.1.14519.5.2.1.1706.8040.264839945696381142279888199278 | TCIA | 10.7937/K9/TCIA.2017.umz8dv6s
HNSCC-01-0159 | ORIGINAL | CT | 2 | 2001-12-31 | CT, SOFT TISSUE NECK W | Scout, N23 | 1 | GE MEDICAL SYSTEMS | LightSpeed16 | 07MW11.10 | CT Image Storage | 120 | SCOUT MODE | 500 |  | 949.075 | 0 | CW | 4572 | [9 empty] | 1.3.6.1.4.1.14519.5.2.1.1706.8040.221378497759102008384037884418 | 1.3.6.1.4.1.14519.5.2.1.1706.8040.123004696267372437947127851404 | TCIA | 10.7937/K9/TCIA.2017.umz8dv6s
HNSCC-01-0159 | ORIGINAL | CT | 289 | 2001-12-31 | CT, SOFT TISSUE NECK W | CONTRAST120CC@3CC/S,90S DELAY | 2 | GE MEDICAL SYSTEMS | LightSpeed16 | 07MW11.10 | CT Image Storage | 140 | HELICAL MODE | 500 | 250 | 949.075 | 0 | CW | 1090 | 13.75 | [8 empty] | 1.3.6.1.4.1.14519.5.2.1.1706.8040.221378497759102008384037884418 | 1.3.6.1.4.1.14519.5.2.1.1706.8040.170655236540352746618698216177 | TCIA | 10.7937/K9/TCIA.2017.umz8dv6s
HNSCC-01-0159 | ORIGINAL | CT | 289 | 2001-12-31 | CT, SOFT TISSUE NECK W | Recon 2: CONTRAST120CC@3CC/S,90 | 3 | GE MEDICAL SYSTEMS | LightSpeed16 | 07MW11.10 | CT Image Storage | 140 | HELICAL MODE | 500 | 250 | 949.075 | 0 | CW | 1090 | 13.75 | [8 empty] | 1.3.6.1.4.1.14519.5.2.1.1706.8040.221378497759102008384037884418 | 1.3.6.1.4.1.14519.5.2.1.1706.8040.226480908800195243778748880718 | TCIA | 10.7937/K9/TCIA.2017.umz8dv6s
HNSCC-01-0159 | ORIGINAL | CT | 64 | 2001-12-31 | CT, SOFT TISSUE NECK W | ANGLED ORAL, 20 DEG W/IV | 4 | GE MEDICAL SYSTEMS | LightSpeed16 | 07MW11.10 | CT Image Storage | 120 | AXIAL MODE | 250 | 250 | 949.075 | -18 | CW | 1000 | [9 empty] | 1.3.6.1.4.1.14519.5.2.1.1706.8040.221378497759102008384037884418 | 1.3.6.1.4.1.14519.5.2.1.1706.8040.265484105401689472253821112771 | TCIA | 10.7937/K9/TCIA.2017.umz8dv6s
HNSCC-01-0159 | ORIGINAL | CT | 64 | 2001-12-31 | CT, SOFT TISSUE NECK W | Recon 2: ANGLED ORAL, 20 DEG W/ | 5 | GE MEDICAL SYSTEMS | LightSpeed16 | 07MW11.10 | CT Image Storage | 120 | AXIAL MODE | 250 | 250 | 949.075 | -18 | CW | 1000 | [9 empty] | 1.3.6.1.4.1.14519.5.2.1.1706.8040.221378497759102008384037884418 | 1.3.6.1.4.1.14519.5.2.1.1706.8040.318744028206179103272691720347 | TCIA | 10.7937/K9/TCIA.2017.umz8dv6s
HNSCC-01-0159 | ORIGINAL | PT | 207 | 2002-01-02 | PET/CT HEAD & NECK CA | pet_ac_3d | 5 | GE MEDICAL SYSTEMS | Discovery RX | 41.04 | Positron Emission Tomography Image Storage | [9 empty] | FDG -- fluorodeoxyglucose | 350442784 | 6588 | 0.97 | CYLINDRICAL RING | 700\153 | NONE | 700 | 1.3.6.1.4.1.14519.5.2.1.1706.8040.527669423243720633097852550274 | 1.3.6.1.4.1.14519.5.2.1.1706.8040.148029105819089581045415059884 | TCIA | 10.7937/K9/TCIA.2017.umz8dv6s
HNSCC-01-0159 | ORIGINAL | PT | 127 | 2002-01-02 | PET/CT HEAD & NECK CA | pet_ac_3d | 11 | GE MEDICAL SYSTEMS | Discovery RX | 41.04 | Positron Emission Tomography Image Storage | [9 empty] | FDG -- fluorodeoxyglucose | 350442784 | 6588 | 0.97 | CYLINDRICAL RING | 700\153 | NONE | 700 | 1.3.6.1.4.1.14519.5.2.1.1706.8040.527669423243720633097852550274 | 1.3.6.1.4.1.14519.5.2.1.1706.8040.210817064579981546734021805493 | TCIA | 10.7937/K9/TCIA.2017.umz8dv6s
HNSCC-01-0159 | ORIGINAL | PT | 127 | 2002-01-02 | PET/CT HEAD & NECK CA | PET_NO AC 3DIR | 10 | GE MEDICAL SYSTEMS | Discovery RX | 41.04 | Positron Emission Tomography Image Storage | [9 empty] | FDG -- fluorodeoxyglucose | 350442784 | 6588 | 0.97 | CYLINDRICAL RING | 700\153 | NONE | 700 | 1.3.6.1.4.1.14519.5.2.1.1706.8040.527669423243720633097852550274 | 1.3.6.1.4.1.14519.5.2.1.1706.8040.226978528193254094278374653249 | TCIA | 10.7937/K9/TCIA.2017.umz8dv6s
HNSCC-01-0159 | ORIGINAL | PT | 207 | 2002-01-02 | PET/CT HEAD & NECK CA | PET_NO AC 3DIR | 4 | GE MEDICAL SYSTEMS | Discovery RX | 41.04 | Positron Emission Tomography Image Storage | [9 empty] | FDG -- fluorodeoxyglucose | 350442784 | 6588 | 0.97 | CYLINDRICAL RING | 700\153 | NONE | 700 | 1.3.6.1.4.1.14519.5.2.1.1706.8040.527669423243720633097852550274 | 1.3.6.1.4.1.14519.5.2.1.1706.8040.297468369009601125238160127645 | TCIA | 10.7937/K9/TCIA.2017.umz8dv6s
HNSCC-01-0159 | ORIGINAL | CT | 207 | 2002-01-02 | PET/CT HEAD & NECK CA | CT Atten soft | 2 | GE MEDICAL SYSTEMS | Discovery RX | 07MWHL36.4 | CT Image Storage | 120 | HELICAL MODE | 500 | 500 | 949.075 | 0 | CW | 566 | 27.5 | [8 empty] | 1.3.6.1.4.1.14519.5.2.1.1706.8040.527669423243720633097852550274 | 1.3.6.1.4.1.14519.5.2.1.1706.8040.307211284701932586649880273805 | TCIA | 10.7937/K9/TCIA.2017.umz8dv6s
HNSCC-01-0160 | ORIGINAL | PT | 207 | 2001-08-19 | PET/CT HEAD & NECK CA | PET_AC_3D_FDG | 5 | GE MEDICAL SYSTEMS | Discovery RX | 41.04 | Positron Emission Tomography Image Storage | [9 empty] | FDG -- fluorodeoxyglucose | 298140768 | 6588 | 0.97 | CYLINDRICAL RING | 700\153 | NONE | 700 | 1.3.6.1.4.1.14519.5.2.1.1706.8040.572017350886017881480342885022 | 1.3.6.1.4.1.14519.5.2.1.1706.8040.115537344129106972128877492254 | TCIA | 10.7937/K9/TCIA.2017.umz8dv6s
HNSCC-01-0160 | ORIGINAL | PT | 127 | 2001-08-19 | PET/CT HEAD & NECK CA | 3D_FDG_H&N_NAC | 10 | GE MEDICAL SYSTEMS | Discovery RX | 41.04 | Positron Emission Tomography Image Storage | [9 empty] | FDG -- fluorodeoxyglucose | 298140768 | 6588 | 0.97 | CYLINDRICAL RING | 700\153 | NONE | 700 | 1.3.6.1.4.1.14519.5.2.1.1706.8040.572017350886017881480342885022 | 1.3.6.1.4.1.14519.5.2.1.1706.8040.148121845932485839250780361252 | TCIA | 10.7937/K9/TCIA.2017.umz8dv6s
HNSCC-01-0160 | ORIGINAL | PT | 207 | 2001-08-19 | PET/CT HEAD & NECK CA | PET_NAC_3D_FDG | 4 | GE MEDICAL SYSTEMS | Discovery RX | 41.04 | Positron Emission Tomography Image Storage | [9 empty] | FDG -- fluorodeoxyglucose | 298140768 | 6588 | 0.97 | CYLINDRICAL RING | 700\153 | NONE | 700 | 1.3.6.1.4.1.14519.5.2.1.1706.8040.572017350886017881480342885022 | 1.3.6.1.4.1.14519.5.2.1.1706.8040.163374709067283626055926591938 | TCIA | 10.7937/K9/TCIA.2017.umz8dv6s
HNSCC-01-0160 | ORIGINAL | PT | 127 | 2001-08-19 | PET/CT HEAD & NECK CA | PET_AC_3D_FDG_H&N | 11 | GE MEDICAL SYSTEMS | Discovery RX | 41.04 | Positron Emission Tomography Image Storage | [9 empty] | FDG -- fluorodeoxyglucose | 298140768 | 6588 | 0.97 | CYLINDRICAL RING | 700\153 | NONE | 700 | 1.3.6.1.4.1.14519.5.2.1.1706.8040.572017350886017881480342885022 | 1.3.6.1.4.1.14519.5.2.1.1706.8040.482388883851457184406475438447 | TCIA | 10.7937/K9/TCIA.2017.umz8dv6s
HNSCC-01-0160 | ORIGINAL | CT | 207 | 2001-08-19 | PET/CT HEAD & NECK CA | CT Soft | 2 | GE MEDICAL SYSTEMS | Discovery RX | 07MWDVCT36.4 | CT Image Storage | 120 | HELICAL MODE | 500 | 500 | 949.075 | 0 | CW | 500 | 55 | [8 empty] | 1.3.6.1.4.1.14519.5.2.1.1706.8040.572017350886017881480342885022 | 1.3.6.1.4.1.14519.5.2.1.1706.8040.719806999742640941183402358112 | TCIA | 10.7937/K9/TCIA.2017.umz8dv6s
HNSCC-01-0160 | NULL | RTPLAN | 1 | 2001-09-01 | RT SIMULATION | NULL | 1 | ADAC | Pinnacle3 | 9.8 | RT Plan Storage | [17 empty] | 1.3.6.1.4.1.14519.5.2.1.1706.8040.295901815085507346836482567336 | 1.3.6.1.4.1.14519.5.2.1.1706.8040.122064756713115464898891667410 | TCIA | 10.7937/K9/TCIA.2017.umz8dv6s
HNSCC-01-0160 | NULL | RTSTRUCT | 1 | 2001-09-01 | RT SIMULATION | NULL | 1 | ADAC | Pinnacle3 | 9.8 | RT Structure Set Storage | [17 empty] | 1.3.6.1.4.1.14519.5.2.1.1706.8040.295901815085507346836482567336 | 1.3.6.1.4.1.14519.5.2.1.1706.8040.309662633219742275414372154423 | TCIA | 10.7937/K9/TCIA.2017.umz8dv6s
HNSCC-01-0160 | NULL | RTDOSE | 1 | 2001-09-01 | RT SIMULATION | NULL | 1 | ADAC | Pinnacle3 | 9.8 | RT Dose Storage | [17 empty] | 1.3.6.1.4.1.14519.5.2.1.1706.8040.295901815085507346836482567336 | 1.3.6.1.4.1.14519.5.2.1.1706.8040.788914859874391624468697978368 | TCIA | 10.7937/K9/TCIA.2017.umz8dv6s
HNSCC-01-0160 | ORIGINAL | CT | 165 | 2001-09-01 | RT SIMULATION | NULL | 2 | Philips | Brilliance 64 | 2.3.0 | CT Image Storage | 120 | HELIX | 500 | 500 |  | 0 | CW | [10 empty] | 1.3.6.1.4.1.14519.5.2.1.1706.8040.295901815085507346836482567336 | 1.3.6.1.4.1.14519.5.2.1.1706.8040.269841665841651970188273258340 | TCIA | 10.7937/K9/TCIA.2017.umz8dv6s
HNSCC-01-0160 | ORIGINAL | CT | 207 | 2002-02-16 | PET/CT HEAD & NECK CA | CT Atten soft | 2 | GE MEDICAL SYSTEMS | Discovery RX | 07MWHL36.4 | CT Image Storage | 120 | HELICAL MODE | 500 | 500 | 949.075 | 0 | CW | 566 | 27.5 | [8 empty] | 1.3.6.1.4.1.14519.5.2.1.1706.8040.261864970987522091436001141379 | 1.3.6.1.4.1.14519.5.2.1.1706.8040.107862905951073026439655597028 | TCIA | 10.7937/K9/TCIA.2017.umz8dv6s
HNSCC-01-0160 | ORIGINAL | PT | 207 | 2002-02-16 | PET/CT HEAD & NECK CA | PET_NO AC 3DIR | 4 | GE MEDICAL SYSTEMS | Discovery RX | 41.04 | Positron Emission Tomography Image Storage | [9 empty] | FDG -- fluorodeoxyglucose | 482054176 | 6588 | 0.97 | CYLINDRICAL RING | 700\153 | NONE | 700 | 1.3.6.1.4.1.14519.5.2.1.1706.8040.261864970987522091436001141379 | 1.3.6.1.4.1.14519.5.2.1.1706.8040.183304417306052079089705817504 | TCIA | 10.7937/K9/TCIA.2017.umz8dv6s
HNSCC-01-0160 | ORIGINAL | PT | 127 | 2002-02-16 | PET/CT HEAD & NECK CA | PET_NO AC 3DIR | 10 | GE MEDICAL SYSTEMS | Discovery RX | 41.04 | Positron Emission Tomography Image Storage | [9 empty] | FDG -- fluorodeoxyglucose | 482054176 | 6588 | 0.97 | CYLINDRICAL RING | 700\153 | NONE | 700 | 1.3.6.1.4.1.14519.5.2.1.1706.8040.261864970987522091436001141379 | 1.3.6.1.4.1.14519.5.2.1.1706.8040.184935077495526756664049199955 | TCIA | 10.7937/K9/TCIA.2017.umz8dv6s
HNSCC-01-0160 | ORIGINAL | PT | 127 | 2002-02-16 | PET/CT HEAD & NECK CA | pet_ac_3d | 11 | GE MEDICAL SYSTEMS | Discovery RX | 41.04 | Positron Emission Tomography Image Storage | [9 empty] | FDG -- fluorodeoxyglucose | 482054176 | 6588 | 0.97 | CYLINDRICAL RING | 700\153 | NONE | 700 | 1.3.6.1.4.1.14519.5.2.1.1706.8040.261864970987522091436001141379 | 1.3.6.1.4.1.14519.5.2.1.1706.8040.245662004540577294686643354149 | TCIA | 10.7937/K9/TCIA.2017.umz8dv6s
HNSCC-01-0160 | ORIGINAL | PT | 207 | 2002-02-16 | PET/CT HEAD & NECK CA | pet_ac_3d | 5 | GE MEDICAL SYSTEMS | Discovery RX | 41.04 | Positron Emission Tomography Image Storage | [9 empty] | FDG -- fluorodeoxyglucose | 482054176 | 6588 | 0.97 | CYLINDRICAL RING | 700\153 | NONE | 700 | 1.3.6.1.4.1.14519.5.2.1.1706.8040.261864970987522091436001141379 | 1.3.6.1.4.1.14519.5.2.1.1706.8040.668234137036941462549172084971 | TCIA | 10.7937/K9/TCIA.2017.umz8dv6s
HNSCC-01-0161 | ORIGINAL | CT | 287 | 2001-05-30 | PET/CT NSCLC INITIAL S | CT Atten soft | 2 | GE MEDICAL SYSTEMS | Discovery RX | 07MWHL36.4 | CT Image Storage | 120 | HELICAL MODE | 500 | 500 | 949.075 | 0 | CW | 566 | 27.5 | [8 empty] | 1.3.6.1.4.1.14519.5.2.1.1706.8040.187107077403646950472040928768 | 1.3.6.1.4.1.14519.5.2.1.1706.8040.178670144309362176460562645925 | TCIA | 10.7937/K9/TCIA.2017.umz8dv6s
HNSCC-01-0161 | NULL | RTDOSE | 1 | 2001-10-27 | RT SIMULATION | NULL | 1 | ADAC | Pinnacle3 | 9.8 | RT Dose Storage | [17 empty] | 1.3.6.1.4.1.14519.5.2.1.1706.8040.503950252759121007100812720019 | 1.3.6.1.4.1.14519.5.2.1.1706.8040.131549459683716918591022384928 | TCIA | 10.7937/K9/TCIA.2017.umz8dv6s
HNSCC-01-0161 | NULL | RTPLAN | 1 | 2001-10-27 | RT SIMULATION | NULL | 1 | ADAC | Pinnacle3 | 9.8 | RT Plan Storage | [17 empty] | 1.3.6.1.4.1.14519.5.2.1.1706.8040.503950252759121007100812720019 | 1.3.6.1.4.1.14519.5.2.1.1706.8040.133002177100533700223795099401 | TCIA | 10.7937/K9/TCIA.2017.umz8dv6s
HNSCC-01-0161 | NULL | RTSTRUCT | 1 | 2001-10-27 | RT SIMULATION | NULL | 1 | ADAC | Pinnacle3 | 9.8 | RT Structure Set Storage | [17 empty] | 1.3.6.1.4.1.14519.5.2.1.1706.8040.503950252759121007100812720019 | 1.3.6.1.4.1.14519.5.2.1.1706.8040.271876656072426245047725762882 | TCIA | 10.7937/K9/TCIA.2017.umz8dv6s
HNSCC-01-0161 | ORIGINAL | CT | 170 | 2001-10-27 | RT SIMULATION | NULL | 2 | Philips | Brilliance 64 | 2.3.0 | CT Image Storage | 120 | HELIX | 500 | 500 |  | 0 | CW | [10 empty] | 1.3.6.1.4.1.14519.5.2.1.1706.8040.503950252759121007100812720019 | 1.3.6.1.4.1.14519.5.2.1.1706.8040.339459303408883797784589525719 | TCIA | 10.7937/K9/TCIA.2017.umz8dv6s
HNSCC-01-0161 | ORIGINAL | CT | 165 | 2002-07-02 | PET/CT HEAD & NECK CA | Recon 3: CT Atten Cor H&N | 9 | GE MEDICAL SYSTEMS | Discovery RX | 07MWHL36.4 | CT Image Storage | 100 | HELICAL MODE | 500 | 250 | 949.075 | 0 | CW | 530 | 27.5 | [8 empty] | 1.3.6.1.4.1.14519.5.2.1.1706.8040.149156156081603344408749993752 | 1.3.6.1.4.1.14519.5.2.1.1706.8040.132316529766147699535432797521 | TCIA | 10.7937/K9/TCIA.2017.umz8dv6s
HNSCC-01-0161 | ORIGINAL | CT | 207 | 2002-07-02 | PET/CT HEAD & NECK CA | CT Atten soft | 2 | GE MEDICAL SYSTEMS | Discovery RX | 07MWHL36.4 | CT Image Storage | 120 | HELICAL MODE | 500 | 500 | 949.075 | 0 | CW | 566 | 27.5 | [8 empty] | 1.3.6.1.4.1.14519.5.2.1.1706.8040.149156156081603344408749993752 | 1.3.6.1.4.1.14519.5.2.1.1706.8040.146342097153386612007757288567 | TCIA | 10.7937/K9/TCIA.2017.umz8dv6s
HNSCC-01-0161 | ORIGINAL | CT | 165 | 2002-07-02 | PET/CT HEAD & NECK CA | CT H&N Zoom | 8 | GE MEDICAL SYSTEMS | Discovery RX | 07MWHL36.4 | CT Image Storage | 100 | HELICAL MODE | 500 | 250 | 949.075 | 0 | CW | 530 | 27.5 | [8 empty] | 1.3.6.1.4.1.14519.5.2.1.1706.8040.149156156081603344408749993752 | 1.3.6.1.4.1.14519.5.2.1.1706.8040.160583911048458990723779921347 | TCIA | 10.7937/K9/TCIA.2017.umz8dv6s
HNSCC-01-0161 | ORIGINAL | PT | 127 | 2002-07-02 | PET/CT HEAD & NECK CA | PET_NO AC 3DIR_H&N | 10 | GE MEDICAL SYSTEMS | Discovery RX | 41.04 | Positron Emission Tomography Image Storage | [9 empty] | FDG -- fluorodeoxyglucose | 316601152 | 6588 | 0.97 | CYLINDRICAL RING | 700\153 | NONE | 700 | 1.3.6.1.4.1.14519.5.2.1.1706.8040.149156156081603344408749993752 | 1.3.6.1.4.1.14519.5.2.1.1706.8040.171612380541493522374804464794 | TCIA | 10.7937/K9/TCIA.2017.umz8dv6s
HNSCC-01-0161 | ORIGINAL | PT | 127 | 2002-07-02 | PET/CT HEAD & NECK CA | pet_ac_3d_H&N | 11 | GE MEDICAL SYSTEMS | Discovery RX | 41.04 | Positron Emission Tomography Image Storage | [9 empty] | FDG -- fluorodeoxyglucose | 316601152 | 6588 | 0.97 | CYLINDRICAL RING | 700\153 | NONE | 700 | 1.3.6.1.4.1.14519.5.2.1.1706.8040.149156156081603344408749993752 | 1.3.6.1.4.1.14519.5.2.1.1706.8040.214508605025204913667799689482 | TCIA | 10.7937/K9/TCIA.2017.umz8dv6s
HNSCC-01-0161 | ORIGINAL | CT | 1 | 2002-07-02 | PET/CT HEAD & NECK CA | CT SCOUT HEAD IN | 1 | GE MEDICAL SYSTEMS | Discovery RX | 07MWHL36.4 | CT Image Storage | 120 | SCOUT MODE | 500 |  | 949.075 | 0 | CW | 9070 | [9 empty] | 1.3.6.1.4.1.14519.5.2.1.1706.8040.149156156081603344408749993752 | 1.3.6.1.4.1.14519.5.2.1.1706.8040.230378958270312371323772911218 | TCIA | 10.7937/K9/TCIA.2017.umz8dv6s
HNSCC-01-0161 | ORIGINAL | PT | 207 | 2002-07-02 | PET/CT HEAD & NECK CA | PET_NO AC 3DIR | 4 | GE MEDICAL SYSTEMS | Discovery RX | 41.04 | Positron Emission Tomography Image Storage | [9 empty] | FDG -- fluorodeoxyglucose | 316601152 | 6588 | 0.97 | CYLINDRICAL RING | 700\153 | NONE | 700 | 1.3.6.1.4.1.14519.5.2.1.1706.8040.149156156081603344408749993752 | 1.3.6.1.4.1.14519.5.2.1.1706.8040.287031920131917772825101863056 | TCIA | 10.7937/K9/TCIA.2017.umz8dv6s
HNSCC-01-0161 | ORIGINAL | PT | 207 | 2002-07-02 | PET/CT HEAD & NECK CA | pet_ac_3d | 5 | GE MEDICAL SYSTEMS | Discovery RX | 41.04 | Positron Emission Tomography Image Storage | [9 empty] | FDG -- fluorodeoxyglucose | 316601152 | 6588 | 0.97 | CYLINDRICAL RING | 700\153 | NONE | 700 | 1.3.6.1.4.1.14519.5.2.1.1706.8040.149156156081603344408749993752 | 1.3.6.1.4.1.14519.5.2.1.1706.8040.331175367693800135987924575520 | TCIA | 10.7937/K9/TCIA.2017.umz8dv6s
HNSCC-01-0161 | ORIGINAL | CT | 207 | 2002-07-02 | PET/CT HEAD & NECK CA | CT Atten Lung | 3 | GE MEDICAL SYSTEMS | Discovery RX | 07MWHL36.4 | CT Image Storage | 120 | HELICAL MODE | 500 | 500 | 949.075 | 0 | CW | 566 | 27.5 | [8 empty] | 1.3.6.1.4.1.14519.5.2.1.1706.8040.149156156081603344408749993752 | 1.3.6.1.4.1.14519.5.2.1.1706.8040.665159178847427455932992852010 | TCIA | 10.7937/K9/TCIA.2017.umz8dv6s
HNSCC-01-0161 | ORIGINAL | CT | 127 | 2002-07-02 | PET/CT HEAD & NECK CA | CT Atten Cor H&N | 7 | GE MEDICAL SYSTEMS | Discovery RX | 07MWHL36.4 | CT Image Storage | 100 | HELICAL MODE | 500 | 500 | 949.075 | 0 | CW | 566 | 27.5 | [8 empty] | 1.3.6.1.4.1.14519.5.2.1.1706.8040.149156156081603344408749993752 | 1.3.6.1.4.1.14519.5.2.1.1706.8040.844900881314118260235515517500 | TCIA | 10.7937/K9/TCIA.2017.umz8dv6s
HNSCC-01-0161 | ORIGINAL | CT | 1 | 2002-07-02 | PET/CT HEAD & NECK CA | CT SCOUT H&N | 6 | GE MEDICAL SYSTEMS | Discovery RX | 07MWHL36.4 | CT Image Storage | 80 | SCOUT MODE | 500 |  | 949.075 | 0 | CW | 4072 | [9 empty] | 1.3.6.1.4.1.14519.5.2.1.1706.8040.149156156081603344408749993752 | 1.3.6.1.4.1.14519.5.2.1.1706.8040.972561079063085786356892463262 | TCIA | 10.7937/K9/TCIA.2017.umz8dv6s
HNSCC-01-0162 | ORIGINAL | PT | 247 | 2001-06-09 | PET CT SKULL TO MID TH | PET_NAC_3D_FDG | 4 | GE MEDICAL SYSTEMS | Discovery RX | 41.04 | Positron Emission Tomography Image Storage | [9 empty] | FDG -- fluorodeoxyglucose | 398514272 | 6588 | 0.97 | CYLINDRICAL RING | 700\153 | NONE | 700 | 1.3.6.1.4.1.14519.5.2.1.1706.8040.118301531647445344348627542532 | 1.3.6.1.4.1.14519.5.2.1.1706.8040.261063318638349381130743175259 | TCIA | 10.7937/K9/TCIA.2017.umz8dv6s
HNSCC-01-0162 | ORIGINAL | CT | 247 | 2001-06-09 | PET CT SKULL TO MID TH | CT Soft | 2 | GE MEDICAL SYSTEMS | Discovery RX | 07MWDVCT36.4 | CT Image Storage | 120 | HELICAL MODE | 500 | 500 | 949.075 | 0 | CW | 500 | 55 | [8 empty] | 1.3.6.1.4.1.14519.5.2.1.1706.8040.118301531647445344348627542532 | 1.3.6.1.4.1.14519.5.2.1.1706.8040.284862833707380445143717435647 | TCIA | 10.7937/K9/TCIA.2017.umz8dv6s
HNSCC-01-0162 | ORIGINAL | PT | 247 | 2001-06-09 | PET CT SKULL TO MID TH | PET_AC_3D_FDG | 5 | GE MEDICAL SYSTEMS | Discovery RX | 41.04 | Positron Emission Tomography Image Storage | [9 empty] | FDG -- fluorodeoxyglucose | 398514272 | 6588 | 0.97 | CYLINDRICAL RING | 700\153 | NONE | 700 | 1.3.6.1.4.1.14519.5.2.1.1706.8040.118301531647445344348627542532 | 1.3.6.1.4.1.14519.5.2.1.1706.8040.331310217785784197741129317178 | TCIA | 10.7937/K9/TCIA.2017.umz8dv6s
HNSCC-01-0162 | NULL | RTPLAN | 1 | 2001-07-29 | RT SIMULATION | NULL | 1 | ADAC | Pinnacle3 | 9.8 | RT Plan Storage | [17 empty] | 1.3.6.1.4.1.14519.5.2.1.1706.8040.289247325326235527684687492278 | 1.3.6.1.4.1.14519.5.2.1.1706.8040.108350391397273563471210090174 | TCIA | 10.7937/K9/TCIA.2017.umz8dv6s
HNSCC-01-0162 | NULL | RTDOSE | 1 | 2001-07-29 | RT SIMULATION | NULL | 1 | ADAC | Pinnacle3 | 9.8 | RT Dose Storage | [17 empty] | 1.3.6.1.4.1.14519.5.2.1.1706.8040.289247325326235527684687492278 | 1.3.6.1.4.1.14519.5.2.1.1706.8040.376395864395531319964950258603 | TCIA | 10.7937/K9/TCIA.2017.umz8dv6s
HNSCC-01-0162 | NULL | RTSTRUCT | 1 | 2001-07-29 | RT SIMULATION | NULL | 1 | ADAC | Pinnacle3 | 9.8 | RT Structure Set Storage | [17 empty] | 1.3.6.1.4.1.14519.5.2.1.1706.8040.289247325326235527684687492278 | 1.3.6.1.4.1.14519.5.2.1.1706.8040.770536941198531207893816441582 | TCIA | 10.7937/K9/TCIA.2017.umz8dv6s
HNSCC-01-0162 | ORIGINAL | CT | 144 | 2001-07-29 | RT SIMULATION | NULL | 5 | Philips | Mx8000 IDT 16 | 4.2.1 | CT Image Storage | 120 | HELIX | 500 | 500 |  | 0 | CW | [10 empty] | 1.3.6.1.4.1.14519.5.2.1.1706.8040.289247325326235527684687492278 | 1.3.6.1.4.1.14519.5.2.1.1706.8040.161253323007470822752533518291 | TCIA | 10.7937/K9/TCIA.2017.umz8dv6s
HNSCC-01-0162 | ORIGINAL | PT | 207 | 2002-02-18 | PET/CT HEAD & NECK CA | PET_AC_3D_FDG | 5 | GE MEDICAL SYSTEMS | Discovery RX | 41.04 | Positron Emission Tomography Image Storage | [9 empty] | FDG -- fluorodeoxyglucose | 301627392 | 6588 | 0.97 | CYLINDRICAL RING | 700\153 | NONE | 700 | 1.3.6.1.4.1.14519.5.2.1.1706.8040.716749375269110576869528175929 | 1.3.6.1.4.1.14519.5.2.1.1706.8040.135444299301009098122191071751 | TCIA | 10.7937/K9/TCIA.2017.umz8dv6s
HNSCC-01-0162 | ORIGINAL | PT | 87 | 2002-02-18 | PET/CT HEAD & NECK CA | 3D_FDG_H&N_NAC | 10 | GE MEDICAL SYSTEMS | Discovery RX | 41.04 | Positron Emission Tomography Image Storage | [9 empty] | FDG -- fluorodeoxyglucose | 301627392 | 6588 | 0.97 | CYLINDRICAL RING | 700\153 | NONE | 700 | 1.3.6.1.4.1.14519.5.2.1.1706.8040.716749375269110576869528175929 | 1.3.6.1.4.1.14519.5.2.1.1706.8040.146831031159571270170027430622 | TCIA | 10.7937/K9/TCIA.2017.umz8dv6s
HNSCC-01-0162 | ORIGINAL | PT | 87 | 2002-02-18 | PET/CT HEAD & NECK CA | PET_AC_3D_FDG_H&N | 11 | GE MEDICAL SYSTEMS | Discovery RX | 41.04 | Positron Emission Tomography Image Storage | [9 empty] | FDG -- fluorodeoxyglucose | 301627392 | 6588 | 0.97 | CYLINDRICAL RING | 700\153 | NONE | 700 | 1.3.6.1.4.1.14519.5.2.1.1706.8040.716749375269110576869528175929 | 1.3.6.1.4.1.14519.5.2.1.1706.8040.168450876520767033153145746377 | TCIA | 10.7937/K9/TCIA.2017.umz8dv6s
HNSCC-01-0162 | ORIGINAL | PT | 207 | 2002-02-18 | PET/CT HEAD & NECK CA | PET_NAC_3D_FDG | 4 | GE MEDICAL SYSTEMS | Discovery RX | 41.04 | Positron Emission Tomography Image Storage | [9 empty] | FDG -- fluorodeoxyglucose | 301627392 | 6588 | 0.97 | CYLINDRICAL RING | 700\153 | NONE | 700 | 1.3.6.1.4.1.14519.5.2.1.1706.8040.716749375269110576869528175929 | 1.3.6.1.4.1.14519.5.2.1.1706.8040.250884000010316850009322061720 | TCIA | 10.7937/K9/TCIA.2017.umz8dv6s
HNSCC-01-0162 | ORIGINAL | CT | 207 | 2002-02-18 | PET/CT HEAD & NECK CA | CT Soft | 2 | GE MEDICAL SYSTEMS | Discovery RX | 07MWDVCT36.4 | CT Image Storage | 120 | HELICAL MODE | 500 | 500 | 949.075 | 0 | CW | 500 | 55 | [8 empty] | 1.3.6.1.4.1.14519.5.2.1.1706.8040.716749375269110576869528175929 | 1.3.6.1.4.1.14519.5.2.1.1706.8040.315868495004052614831597964505 | TCIA | 10.7937/K9/TCIA.2017.umz8dv6s
HNSCC-01-0163 | ORIGINAL | PT | 207 | 2001-06-26 | PET/CT HEAD&NECK CA IN | pet_ac_3d | 5 | GE MEDICAL SYSTEMS | Discovery STE | 41.04 | Positron Emission Tomography Image Storage | [9 empty] | FDG -- fluorodeoxyglucose | 442220000 | 6588 | 0.97 | CYLINDRICAL RING | 700\153 | NONE | 700 | 1.3.6.1.4.1.14519.5.2.1.1706.8040.141153366158117404047893576522 | 1.3.6.1.4.1.14519.5.2.1.1706.8040.139876212987288385232560243487 | TCIA | 10.7937/K9/TCIA.2017.umz8dv6s
HNSCC-01-0163 | ORIGINAL | PT | 87 | 2001-06-26 | PET/CT HEAD&NECK CA IN | PET_AC_HEAD 3D | 11 | GE MEDICAL SYSTEMS | Discovery STE | 41.04 | Positron Emission Tomography Image Storage | [9 empty] | FDG -- fluorodeoxyglucose | 442220000 | 6588 | 0.97 | CYLINDRICAL RING | 700\153 | NONE | 700 | 1.3.6.1.4.1.14519.5.2.1.1706.8040.141153366158117404047893576522 | 1.3.6.1.4.1.14519.5.2.1.1706.8040.178718290673195794983696675134 | TCIA | 10.7937/K9/TCIA.2017.umz8dv6s
HNSCC-01-0163 | ORIGINAL | PT | 207 | 2001-06-26 | PET/CT HEAD&NECK CA IN | PET_NO AC 3DIR | 4 | GE MEDICAL SYSTEMS | Discovery STE | 41.04 | Positron Emission Tomography Image Storage | [9 empty] | FDG -- fluorodeoxyglucose | 442220000 | 6588 | 0.97 | CYLINDRICAL RING | 700\153 | NONE | 700 | 1.3.6.1.4.1.14519.5.2.1.1706.8040.141153366158117404047893576522 | 1.3.6.1.4.1.14519.5.2.1.1706.8040.280961684484056212943925373376 | TCIA | 10.7937/K9/TCIA.2017.umz8dv6s
HNSCC-01-0163 | ORIGINAL | CT | 207 | 2001-06-26 | PET/CT HEAD&NECK CA IN | CT Atten Cor Head IN | 2 | GE MEDICAL SYSTEMS | Discovery STE | 07MWHL36.4 | CT Image Storage | 120 | HELICAL MODE | 500 | 500 | 949.075 | 0 | CW | 566 | 27.5 | [8 empty] | 1.3.6.1.4.1.14519.5.2.1.1706.8040.141153366158117404047893576522 | 1.3.6.1.4.1.14519.5.2.1.1706.8040.350046483605365501567072702072 | TCIA | 10.7937/K9/TCIA.2017.umz8dv6s
HNSCC-01-0163 | ORIGINAL | PT | 87 | 2001-06-26 | PET/CT HEAD&NECK CA IN | PET_NAC_HEAD 3D | 10 | GE MEDICAL SYSTEMS | Discovery STE | 41.04 | Positron Emission Tomography Image Storage | [9 empty] | FDG -- fluorodeoxyglucose | 442220000 | 6588 | 0.97 | CYLINDRICAL RING | 700\153 | NONE | 700 | 1.3.6.1.4.1.14519.5.2.1.1706.8040.141153366158117404047893576522 | 1.3.6.1.4.1.14519.5.2.1.1706.8040.728208180016468436967112000739 | TCIA | 10.7937/K9/TCIA.2017.umz8dv6s
HNSCC-01-0163 | NULL | RTDOSE | 1 | 2001-08-04 | RT SIMULATION | NULL | 1 | ADAC | Pinnacle3 | 9.8 | RT Dose Storage | [17 empty] | 1.3.6.1.4.1.14519.5.2.1.1706.8040.101059454785786911267535724163 | 1.3.6.1.4.1.14519.5.2.1.1706.8040.142988520750194290308761486212 | TCIA | 10.7937/K9/TCIA.2017.umz8dv6s
HNSCC-01-0163 | NULL | RTSTRUCT | 1 | 2001-08-04 | RT SIMULATION | NULL | 1 | ADAC | Pinnacle3 | 9.8 | RT Structure Set Storage | [17 empty] | 1.3.6.1.4.1.14519.5.2.1.1706.8040.101059454785786911267535724163 | 1.3.6.1.4.1.14519.5.2.1.1706.8040.181912874439264977174995057811 | TCIA | 10.7937/K9/TCIA.2017.umz8dv6s
HNSCC-01-0163 | NULL | RTPLAN | 1 | 2001-08-04 | RT SIMULATION | NULL | 1 | ADAC | Pinnacle3 | 9.8 | RT Plan Storage | [17 empty] | 1.3.6.1.4.1.14519.5.2.1.1706.8040.101059454785786911267535724163 | 1.3.6.1.4.1.14519.5.2.1.1706.8040.322125897633899252903756316488 | TCIA | 10.7937/K9/TCIA.2017.umz8dv6s
HNSCC-01-0163 | ORIGINAL | CT | 165 | 2001-08-04 | RT SIMULATION | chest | 2 | GE MEDICAL SYSTEMS | LightSpeed RT16 | 07BW08.3 | CT Image Storage | 120 | HELICAL MODE | 500 | 500 | 1062.55 | 0 | CW | 1147 | 18.75 | [8 empty] | 1.3.6.1.4.1.14519.5.2.1.1706.8040.101059454785786911267535724163 | 1.3.6.1.4.1.14519.5.2.1.1706.8040.236052627871853518172899289564 | TCIA | 10.7937/K9/TCIA.2017.umz8dv6s
HNSCC-01-0163 | ORIGINAL | PT | 127 | 2001-12-30 | PET/CT HEAD & NECK CA | PET_NAC_HEAD 3D | 10 | GE MEDICAL SYSTEMS | Discovery STE | 41.04 | Positron Emission Tomography Image Storage | [9 empty] | FDG -- fluorodeoxyglucose | 363770752 | 6588 | 0.97 | CYLINDRICAL RING | 700\153 | NONE | 700 | 1.3.6.1.4.1.14519.5.2.1.1706.8040.627949060586544962804965537210 | 1.3.6.1.4.1.14519.5.2.1.1706.8040.121308931369326690697294475949 | TCIA | 10.7937/K9/TCIA.2017.umz8dv6s
HNSCC-01-0163 | ORIGINAL | CT | 207 | 2001-12-30 | PET/CT HEAD & NECK CA | CT Atten Cor Head IN | 2 | GE MEDICAL SYSTEMS | Discovery STE | 07MWHL36.4 | CT Image Storage | 120 | HELICAL MODE | 500 | 500 | 949.075 | 0 | CW | 566 | 27.5 | [8 empty] | 1.3.6.1.4.1.14519.5.2.1.1706.8040.627949060586544962804965537210 | 1.3.6.1.4.1.14519.5.2.1.1706.8040.171910847050147620824672716672 | TCIA | 10.7937/K9/TCIA.2017.umz8dv6s
HNSCC-01-0163 | ORIGINAL | PT | 207 | 2001-12-30 | PET/CT HEAD & NECK CA | pet_ac_3d | 5 | GE MEDICAL SYSTEMS | Discovery STE | 41.04 | Positron Emission Tomography Image Storage | [9 empty] | FDG -- fluorodeoxyglucose | 363770752 | 6588 | 0.97 | CYLINDRICAL RING | 700\153 | NONE | 700 | 1.3.6.1.4.1.14519.5.2.1.1706.8040.627949060586544962804965537210 | 1.3.6.1.4.1.14519.5.2.1.1706.8040.229721803573799965763601731486 | TCIA | 10.7937/K9/TCIA.2017.umz8dv6s
HNSCC-01-0163 | ORIGINAL | PT | 127 | 2001-12-30 | PET/CT HEAD & NECK CA | PET_AC_HEAD 3D | 11 | GE MEDICAL SYSTEMS | Discovery STE | 41.04 | Positron Emission Tomography Image Storage | [9 empty] | FDG -- fluorodeoxyglucose | 363770752 | 6588 | 0.97 | CYLINDRICAL RING | 700\153 | NONE | 700 | 1.3.6.1.4.1.14519.5.2.1.1706.8040.627949060586544962804965537210 | 1.3.6.1.4.1.14519.5.2.1.1706.8040.272302043214506677693032542391 | TCIA | 10.7937/K9/TCIA.2017.umz8dv6s
HNSCC-01-0163 | ORIGINAL | PT | 207 | 2001-12-30 | PET/CT HEAD & NECK CA | PET_NO AC 3DIR | 4 | GE MEDICAL SYSTEMS | Discovery STE | 41.04 | Positron Emission Tomography Image Storage | [9 empty] | FDG -- fluorodeoxyglucose | 363770752 | 6588 | 0.97 | CYLINDRICAL RING | 700\153 | NONE | 700 | 1.3.6.1.4.1.14519.5.2.1.1706.8040.627949060586544962804965537210 | 1.3.6.1.4.1.14519.5.2.1.1706.8040.311292393127773117906594094943 | TCIA | 10.7937/K9/TCIA.2017.umz8dv6s
HNSCC-01-0164 | ORIGINAL | PT | 207 | 2001-07-02 | PET/CT HEAD&NECK CA IN | PET_NO AC 3DIR | 4 | GE MEDICAL SYSTEMS | Discovery STE | 41.04 | Positron Emission Tomography Image Storage | [9 empty] | FDG -- fluorodeoxyglucose | 375046304 | 6588 | 0.97 | CYLINDRICAL RING | 700\153 | NONE | 700 | 1.3.6.1.4.1.14519.5.2.1.1706.8040.121691931682971415943070843455 | 1.3.6.1.4.1.14519.5.2.1.1706.8040.120406258460391278745008945751 | TCIA | 10.7937/K9/TCIA.2017.umz8dv6s
HNSCC-01-0164 | ORIGINAL | PT | 207 | 2001-07-02 | PET/CT HEAD&NECK CA IN | pet_ac_3d | 5 | GE MEDICAL SYSTEMS | Discovery STE | 41.04 | Positron Emission Tomography Image Storage | [9 empty] | FDG -- fluorodeoxyglucose | 375046304 | 6588 | 0.97 | CYLINDRICAL RING | 700\153 | NONE | 700 | 1.3.6.1.4.1.14519.5.2.1.1706.8040.121691931682971415943070843455 | 1.3.6.1.4.1.14519.5.2.1.1706.8040.331817029829545643651176514727 | TCIA | 10.7937/K9/TCIA.2017.umz8dv6s
HNSCC-01-0164 | ORIGINAL | PT | 87 | 2001-07-02 | PET/CT HEAD&NECK CA IN | PET_NAC_HEAD 3D | 5 | GE MEDICAL SYSTEMS | Discovery STE | 41.04 | Positron Emission Tomography Image Storage | [9 empty] | FDG -- fluorodeoxyglucose | 375046304 | 6588 | 0.97 | CYLINDRICAL RING | 700\153 | NONE | 700 | 1.3.6.1.4.1.14519.5.2.1.1706.8040.284964348781527913157834328303 | 1.3.6.1.4.1.14519.5.2.1.1706.8040.371735900329294649982949540504 | TCIA | 10.7937/K9/TCIA.2017.umz8dv6s
HNSCC-01-0164 | ORIGINAL | PT | 87 | 2001-07-02 | PET/CT HEAD&NECK CA IN | PET_AC_HEAD 3D | 6 | GE MEDICAL SYSTEMS | Discovery STE | 41.04 | Positron Emission Tomography Image Storage | [9 empty] | FDG -- fluorodeoxyglucose | 375046304 | 6588 | 0.97 | CYLINDRICAL RING | 700\153 | NONE | 700 | 1.3.6.1.4.1.14519.5.2.1.1706.8040.284964348781527913157834328303 | 1.3.6.1.4.1.14519.5.2.1.1706.8040.387294885638810664063596250007 | TCIA | 10.7937/K9/TCIA.2017.umz8dv6s
HNSCC-01-0164 | ORIGINAL | CT | 207 | 2001-07-02 | PET/CT HEAD&NECK CA IN | CT Atten Cor Head IN | 2 | GE MEDICAL SYSTEMS | Discovery STE | 07MWHL36.4 | CT Image Storage | 120 | HELICAL MODE | 500 | 500 | 949.075 | 0 | CW | 566 | 27.5 | [8 empty] | 1.3.6.1.4.1.14519.5.2.1.1706.8040.121691931682971415943070843455 | 1.3.6.1.4.1.14519.5.2.1.1706.8040.673049710171933278402379546288 | TCIA | 10.7937/K9/TCIA.2017.umz8dv6s
HNSCC-01-0164 | NULL | RTSTRUCT | 1 | 2001-08-25 | RT SIMULATION | NULL | 1 | ADAC | Pinnacle3 | 9.8 | RT Structure Set Storage | [17 empty] | 1.3.6.1.4.1.14519.5.2.1.1706.8040.573798794446842072911257407806 | 1.3.6.1.4.1.14519.5.2.1.1706.8040.242625647222628000326111665045 | TCIA | 10.7937/K9/TCIA.2017.umz8dv6s
HNSCC-01-0164 | NULL | RTDOSE | 1 | 2001-08-25 | RT SIMULATION | NULL | 1 | ADAC | Pinnacle3 | 9.8 | RT Dose Storage | [17 empty] | 1.3.6.1.4.1.14519.5.2.1.1706.8040.573798794446842072911257407806 | 1.3.6.1.4.1.14519.5.2.1.1706.8040.689576034425563377816551514828 | TCIA | 10.7937/K9/TCIA.2017.umz8dv6s
HNSCC-01-0164 | NULL | RTPLAN | 1 | 2001-08-25 | RT SIMULATION | NULL | 1 | ADAC | Pinnacle3 | 9.8 | RT Plan Storage | [17 empty] | 1.3.6.1.4.1.14519.5.2.1.1706.8040.573798794446842072911257407806 | 1.3.6.1.4.1.14519.5.2.1.1706.8040.785969348869807616393673965192 | TCIA | 10.7937/K9/TCIA.2017.umz8dv6s
HNSCC-01-0164 | ORIGINAL | CT | 153 | 2001-08-25 | RT SIMULATION | NULL | 3 | Philips | Mx8000 IDT 16 | 4.2.1 | CT Image Storage | 120 | HELIX | 500 | 500 |  | 0 | CW | [10 empty] | 1.3.6.1.4.1.14519.5.2.1.1706.8040.573798794446842072911257407806 | 1.3.6.1.4.1.14519.5.2.1.1706.8040.181341087692940658572051576236 | TCIA | 10.7937/K9/TCIA.2017.umz8dv6s
HNSCC-01-0164 | ORIGINAL | PT | 207 | 2002-04-21 | PET/CT HEAD & NECK CA | pet_ac_3d | 5 | GE MEDICAL SYSTEMS | Discovery STE | 41.04 | Positron Emission Tomography Image Storage | [9 empty] | FDG -- fluorodeoxyglucose | 354809440 | 6588 | 0.97 | CYLINDRICAL RING | 700\153 | NONE | 700 | 1.3.6.1.4.1.14519.5.2.1.1706.8040.969355292285798038408332761538 | 1.3.6.1.4.1.14519.5.2.1.1706.8040.104488235747871407020556061235 | TCIA | 10.7937/K9/TCIA.2017.umz8dv6s
HNSCC-01-0164 | ORIGINAL | CT | 207 | 2002-04-21 | PET/CT HEAD & NECK CA | CT Atten Cor Head IN | 2 | GE MEDICAL SYSTEMS | Discovery STE | 07MWHL36.4 | CT Image Storage | 120 | HELICAL MODE | 500 | 500 | 949.075 | 0 | CW | 566 | 27.5 | [8 empty] | 1.3.6.1.4.1.14519.5.2.1.1706.8040.969355292285798038408332761538 | 1.3.6.1.4.1.14519.5.2.1.1706.8040.215779718588144799315490912693 | TCIA | 10.7937/K9/TCIA.2017.umz8dv6s
HNSCC-01-0164 | ORIGINAL | PT | 127 | 2002-04-21 | PET/CT HEAD & NECK CA | PET_NAC_HEAD 3D | 10 | GE MEDICAL SYSTEMS | Discovery STE | 41.04 | Positron Emission Tomography Image Storage | [9 empty] | FDG -- fluorodeoxyglucose | 354809440 | 6588 | 0.97 | CYLINDRICAL RING | 700\153 | NONE | 700 | 1.3.6.1.4.1.14519.5.2.1.1706.8040.969355292285798038408332761538 | 1.3.6.1.4.1.14519.5.2.1.1706.8040.220053731728876009556607197175 | TCIA | 10.7937/K9/TCIA.2017.umz8dv6s
HNSCC-01-0164 | ORIGINAL | PT | 127 | 2002-04-21 | PET/CT HEAD & NECK CA | PET_AC_HEAD 3D | 11 | GE MEDICAL SYSTEMS | Discovery STE | 41.04 | Positron Emission Tomography Image Storage | [9 empty] | FDG -- fluorodeoxyglucose | 354809440 | 6588 | 0.97 | CYLINDRICAL RING | 700\153 | NONE | 700 | 1.3.6.1.4.1.14519.5.2.1.1706.8040.969355292285798038408332761538 | 1.3.6.1.4.1.14519.5.2.1.1706.8040.246656562832697208351798336746 | TCIA | 10.7937/K9/TCIA.2017.umz8dv6s
HNSCC-01-0164 | ORIGINAL | PT | 207 | 2002-04-21 | PET/CT HEAD & NECK CA | PET_NO AC 3DIR | 4 | GE MEDICAL SYSTEMS | Discovery STE | 41.04 | Positron Emission Tomography Image Storage | [9 empty] | FDG -- fluorodeoxyglucose | 354809440 | 6588 | 0.97 | CYLINDRICAL RING | 700\153 | NONE | 700 | 1.3.6.1.4.1.14519.5.2.1.1706.8040.969355292285798038408332761538 | 1.3.6.1.4.1.14519.5.2.1.1706.8040.319121265542503982810350800578 | TCIA | 10.7937/K9/TCIA.2017.umz8dv6s
HNSCC-01-0165 | ORIGINAL | CT | 207 | 2001-09-19 | PET/CT HEAD & NECK CA | CT Atten Cor Head IN | 2 | GE MEDICAL SYSTEMS | Discovery STE | 07MWHL36.4 | CT Image Storage | 120 | HELICAL MODE | 500 | 500 | 949.075 | 0 | CW | 566 | 27.5 | [8 empty] | 1.3.6.1.4.1.14519.5.2.1.1706.8040.174763617199995025977907403169 | 1.3.6.1.4.1.14519.5.2.1.1706.8040.151393378787205779693361848080 | TCIA | 10.7937/K9/TCIA.2017.umz8dv6s
HNSCC-01-0165 | ORIGINAL | PT | 87 | 2001-09-19 | PET/CT HEAD & NECK CA | PET_AC_HEAD 3D | 11 | GE MEDICAL SYSTEMS | Discovery STE | 41.04 | Positron Emission Tomography Image Storage | [9 empty] | FDG -- fluorodeoxyglucose | 479135424 | 6588 | 0.97 | CYLINDRICAL RING | 700\153 | NONE | 700 | 1.3.6.1.4.1.14519.5.2.1.1706.8040.174763617199995025977907403169 | 1.3.6.1.4.1.14519.5.2.1.1706.8040.235726091106985659348591820721 | TCIA | 10.7937/K9/TCIA.2017.umz8dv6s
HNSCC-01-0165 | ORIGINAL | PT | 87 | 2001-09-19 | PET/CT HEAD & NECK CA | PET_NAC_HEAD 3D | 10 | GE MEDICAL SYSTEMS | Discovery STE | 41.04 | Positron Emission Tomography Image Storage | [9 empty] | FDG -- fluorodeoxyglucose | 479135424 | 6588 | 0.97 | CYLINDRICAL RING | 700\153 | NONE | 700 | 1.3.6.1.4.1.14519.5.2.1.1706.8040.174763617199995025977907403169 | 1.3.6.1.4.1.14519.5.2.1.1706.8040.301253284037248818858698796257 | TCIA | 10.7937/K9/TCIA.2017.umz8dv6s
HNSCC-01-0165 | ORIGINAL | PT | 207 | 2001-09-19 | PET/CT HEAD & NECK CA | PET_NO AC 3DIR | 4 | GE MEDICAL SYSTEMS | Discovery STE | 41.04 | Positron Emission Tomography Image Storage | [9 empty] | FDG -- fluorodeoxyglucose | 479135424 | 6588 | 0.97 | CYLINDRICAL RING | 700\153 | NONE | 700 | 1.3.6.1.4.1.14519.5.2.1.1706.8040.174763617199995025977907403169 | 1.3.6.1.4.1.14519.5.2.1.1706.8040.371290063441747858757355386183 | TCIA | 10.7937/K9/TCIA.2017.umz8dv6s
HNSCC-01-0165 | ORIGINAL | PT | 207 | 2001-09-19 | PET/CT HEAD & NECK CA | pet_ac_3d | 5 | GE MEDICAL SYSTEMS | Discovery STE | 41.04 | Positron Emission Tomography Image Storage | [9 empty] | FDG -- fluorodeoxyglucose | 479135424 | 6588 | 0.97 | CYLINDRICAL RING | 700\153 | NONE | 700 | 1.3.6.1.4.1.14519.5.2.1.1706.8040.174763617199995025977907403169 | 1.3.6.1.4.1.14519.5.2.1.1706.8040.437703952872405681392678703659 | TCIA | 10.7937/K9/TCIA.2017.umz8dv6s
HNSCC-01-0165 | NULL | RTDOSE | 1 | 2001-12-10 | RT SIMULATION | NULL | 1 | ADAC | Pinnacle3 | 9.8 | RT Dose Storage | [17 empty] | 1.3.6.1.4.1.14519.5.2.1.1706.8040.556170256279607360251637809299 | 1.3.6.1.4.1.14519.5.2.1.1706.8040.169859993220990936673527249316 | TCIA | 10.7937/K9/TCIA.2017.umz8dv6s
HNSCC-01-0165 | NULL | RTPLAN | 1 | 2001-12-10 | RT SIMULATION | NULL | 1 | ADAC | Pinnacle3 | 9.8 | RT Plan Storage | [17 empty] | 1.3.6.1.4.1.14519.5.2.1.1706.8040.556170256279607360251637809299 | 1.3.6.1.4.1.14519.5.2.1.1706.8040.224103319004348934001946513214 | TCIA | 10.7937/K9/TCIA.2017.umz8dv6s
HNSCC-01-0165 | NULL | RTSTRUCT | 1 | 2001-12-10 | RT SIMULATION | NULL | 1 | ADAC | Pinnacle3 | 9.8 | RT Structure Set Storage | [17 empty] | 1.3.6.1.4.1.14519.5.2.1.1706.8040.556170256279607360251637809299 | 1.3.6.1.4.1.14519.5.2.1.1706.8040.438200100989744482942583775465 | TCIA | 10.7937/K9/TCIA.2017.umz8dv6s
HNSCC-01-0165 | ORIGINAL | CT | 155 | 2001-12-10 | RT SIMULATION | NULL | 4 | Philips | Mx8000 IDT 16 | 4.2.1 | CT Image Storage | 120 | HELIX | 500 | 500 |  | 0 | CW | [10 empty] | 1.3.6.1.4.1.14519.5.2.1.1706.8040.556170256279607360251637809299 | 1.3.6.1.4.1.14519.5.2.1.1706.8040.209090710118929218651481713257 | TCIA | 10.7937/K9/TCIA.2017.umz8dv6s
HNSCC-01-0165 | ORIGINAL | PT | 87 | 2002-07-03 | PET/CT HEAD & NECK CA | 3D_FDG_H&N_NAC | 10 | GE MEDICAL SYSTEMS | Discovery RX | 41.04 | Positron Emission Tomography Image Storage | [9 empty] | FDG -- fluorodeoxyglucose | 287300928 | 6588 | 0.97 | CYLINDRICAL RING | 700\153 | NONE | 700 | 1.3.6.1.4.1.14519.5.2.1.1706.8040.559894864809821270544835431871 | 1.3.6.1.4.1.14519.5.2.1.1706.8040.169629872970981197955712525898 | TCIA | 10.7937/K9/TCIA.2017.umz8dv6s
HNSCC-01-0165 | ORIGINAL | PT | 87 | 2002-07-03 | PET/CT HEAD & NECK CA | PET_AC_3D_FDG_H&N | 11 | GE MEDICAL SYSTEMS | Discovery RX | 41.04 | Positron Emission Tomography Image Storage | [9 empty] | FDG -- fluorodeoxyglucose | 287300928 | 6588 | 0.97 | CYLINDRICAL RING | 700\153 | NONE | 700 | 1.3.6.1.4.1.14519.5.2.1.1706.8040.559894864809821270544835431871 | 1.3.6.1.4.1.14519.5.2.1.1706.8040.226336329980641085789862508423 | TCIA | 10.7937/K9/TCIA.2017.umz8dv6s
HNSCC-01-0165 | ORIGINAL | CT | 207 | 2002-07-03 | PET/CT HEAD & NECK CA | CT Soft | 2 | GE MEDICAL SYSTEMS | Discovery RX | 07MWDVCT36.4 | CT Image Storage | 120 | HELICAL MODE | 500 | 500 | 949.075 | 0 | CW | 500 | 55 | [8 empty] | 1.3.6.1.4.1.14519.5.2.1.1706.8040.559894864809821270544835431871 | 1.3.6.1.4.1.14519.5.2.1.1706.8040.313823613213447028257238723320 | TCIA | 10.7937/K9/TCIA.2017.umz8dv6s
HNSCC-01-0165 | ORIGINAL | PT | 207 | 2002-07-03 | PET/CT HEAD & NECK CA | PET_NAC_3D_FDG | 4 | GE MEDICAL SYSTEMS | Discovery RX | 41.04 | Positron Emission Tomography Image Storage | [9 empty] | FDG -- fluorodeoxyglucose | 287300928 | 6588 | 0.97 | CYLINDRICAL RING | 700\153 | NONE | 700 | 1.3.6.1.4.1.14519.5.2.1.1706.8040.559894864809821270544835431871 | 1.3.6.1.4.1.14519.5.2.1.1706.8040.520475533016818254608603038466 | TCIA | 10.7937/K9/TCIA.2017.umz8dv6s
HNSCC-01-0165 | ORIGINAL | PT | 207 | 2002-07-03 | PET/CT HEAD & NECK CA | PET_AC_3D_FDG | 5 | GE MEDICAL SYSTEMS | Discovery RX | 41.04 | Positron Emission Tomography Image Storage | [9 empty] | FDG -- fluorodeoxyglucose | 287300928 | 6588 | 0.97 | CYLINDRICAL RING | 700\153 | NONE | 700 | 1.3.6.1.4.1.14519.5.2.1.1706.8040.559894864809821270544835431871 | 1.3.6.1.4.1.14519.5.2.1.1706.8040.594829964388043141499911033587 | TCIA | 10.7937/K9/TCIA.2017.umz8dv6s
HNSCC-01-0166 | ORIGINAL | PT | 207 | 2001-10-03 | PET CT SKULL TO MID TH | PET_NO AC 3DIR | 4 | GE MEDICAL SYSTEMS | Discovery STE | 41.04 | Positron Emission Tomography Image Storage | [9 empty] | FDG -- fluorodeoxyglucose | 321176288 | 6588 | 0.97 | CYLINDRICAL RING | 700\153 | NONE | 700 | 1.3.6.1.4.1.14519.5.2.1.1706.8040.243654490425238447106556561735 | 1.3.6.1.4.1.14519.5.2.1.1706.8040.178539513035103195178361653723 | TCIA | 10.7937/K9/TCIA.2017.umz8dv6s
HNSCC-01-0166 | ORIGINAL | PT | 127 | 2001-10-03 | PET CT SKULL TO MID TH | PET_NAC_HEAD 3D | 10 | GE MEDICAL SYSTEMS | Discovery STE | 41.04 | Positron Emission Tomography Image Storage | [9 empty] | FDG -- fluorodeoxyglucose | 321176288 | 6588 | 0.97 | CYLINDRICAL RING | 700\153 | NONE | 700 | 1.3.6.1.4.1.14519.5.2.1.1706.8040.243654490425238447106556561735 | 1.3.6.1.4.1.14519.5.2.1.1706.8040.322640268535232169100854014497 | TCIA | 10.7937/K9/TCIA.2017.umz8dv6s
HNSCC-01-0166 | ORIGINAL | CT | 207 | 2001-10-03 | PET CT SKULL TO MID TH | CT Atten Cor Head IN | 2 | GE MEDICAL SYSTEMS | Discovery STE | 07MWHL36.4 | CT Image Storage | 120 | HELICAL MODE | 500 | 500 | 949.075 | 0 | CW | 566 | 27.5 | [8 empty] | 1.3.6.1.4.1.14519.5.2.1.1706.8040.243654490425238447106556561735 | 1.3.6.1.4.1.14519.5.2.1.1706.8040.331432630155129951725924680746 | TCIA | 10.7937/K9/TCIA.2017.umz8dv6s
HNSCC-01-0166 | ORIGINAL | PT | 127 | 2001-10-03 | PET CT SKULL TO MID TH | PET_AC_HEAD 3D | 11 | GE MEDICAL SYSTEMS | Discovery STE | 41.04 | Positron Emission Tomography Image Storage | [9 empty] | FDG -- fluorodeoxyglucose | 321176288 | 6588 | 0.97 | CYLINDRICAL RING | 700\153 | NONE | 700 | 1.3.6.1.4.1.14519.5.2.1.1706.8040.243654490425238447106556561735 | 1.3.6.1.4.1.14519.5.2.1.1706.8040.331741197472265568006129769094 | TCIA | 10.7937/K9/TCIA.2017.umz8dv6s
HNSCC-01-0166 | ORIGINAL | PT | 207 | 2001-10-03 | PET CT SKULL TO MID TH | pet_ac_3d | 5 | GE MEDICAL SYSTEMS | Discovery STE | 41.04 | Positron Emission Tomography Image Storage | [9 empty] | FDG -- fluorodeoxyglucose | 321176288 | 6588 | 0.97 | CYLINDRICAL RING | 700\153 | NONE | 700 | 1.3.6.1.4.1.14519.5.2.1.1706.8040.243654490425238447106556561735 | 1.3.6.1.4.1.14519.5.2.1.1706.8040.827398967754794434179736651486 | TCIA | 10.7937/K9/TCIA.2017.umz8dv6s
HNSCC-01-0166 | NULL | RTDOSE | 1 | 2001-11-12 | RT SIMULATION | NULL | 1 | ADAC | Pinnacle3 | 9.8 | RT Dose Storage | [17 empty] | 1.3.6.1.4.1.14519.5.2.1.1706.8040.240891251453076632371313539757 | 1.3.6.1.4.1.14519.5.2.1.1706.8040.187038002098541165603198212205 | TCIA | 10.7937/K9/TCIA.2017.umz8dv6s
HNSCC-01-0166 | NULL | RTSTRUCT | 1 | 2001-11-12 | RT SIMULATION | NULL | 1 | ADAC | Pinnacle3 | 9.8 | RT Structure Set Storage | [17 empty] | 1.3.6.1.4.1.14519.5.2.1.1706.8040.240891251453076632371313539757 | 1.3.6.1.4.1.14519.5.2.1.1706.8040.308281825603687546044774051507 | TCIA | 10.7937/K9/TCIA.2017.umz8dv6s
HNSCC-01-0166 | NULL | RTPLAN | 1 | 2001-11-12 | RT SIMULATION | NULL | 1 | ADAC | Pinnacle3 | 9.8 | RT Plan Storage | [17 empty] | 1.3.6.1.4.1.14519.5.2.1.1706.8040.240891251453076632371313539757 | 1.3.6.1.4.1.14519.5.2.1.1706.8040.400533535923026620431123411061 | TCIA | 10.7937/K9/TCIA.2017.umz8dv6s
HNSCC-01-0166 | ORIGINAL | CT | 174 | 2001-11-12 | RT SIMULATION | NULL | 3 | Philips | Brilliance 64 | 2.3.0 | CT Image Storage | 120 | HELIX | 500 | 500 |  | 0 | CW | [10 empty] | 1.3.6.1.4.1.14519.5.2.1.1706.8040.240891251453076632371313539757 | 1.3.6.1.4.1.14519.5.2.1.1706.8040.268842338935088855976344976636 | TCIA | 10.7937/K9/TCIA.2017.umz8dv6s
HNSCC-01-0166 | ORIGINAL | PT | 127 | 2002-09-07 | PET/CT HEAD & NECK CA | PET_AC_3D_FDG_H&N | 11 | GE MEDICAL SYSTEMS | Discovery RX | 41.04 | Positron Emission Tomography Image Storage | [9 empty] | FDG -- fluorodeoxyglucose | 305713024 | 6588 | 0.97 | CYLINDRICAL RING | 700\153 | NONE | 700 | 1.3.6.1.4.1.14519.5.2.1.1706.8040.100426932288318347153249961531 | 1.3.6.1.4.1.14519.5.2.1.1706.8040.166922324844764792786986552162 | TCIA | 10.7937/K9/TCIA.2017.umz8dv6s
HNSCC-01-0166 | ORIGINAL | PT | 127 | 2002-09-07 | PET/CT HEAD & NECK CA | 3D_FDG_H&N_NAC | 10 | GE MEDICAL SYSTEMS | Discovery RX | 41.04 | Positron Emission Tomography Image Storage | [9 empty] | FDG -- fluorodeoxyglucose | 305713024 | 6588 | 0.97 | CYLINDRICAL RING | 700\153 | NONE | 700 | 1.3.6.1.4.1.14519.5.2.1.1706.8040.100426932288318347153249961531 | 1.3.6.1.4.1.14519.5.2.1.1706.8040.291484074917263394664419869073 | TCIA | 10.7937/K9/TCIA.2017.umz8dv6s
HNSCC-01-0166 | ORIGINAL | PT | 247 | 2002-09-07 | PET/CT HEAD & NECK CA | PET_AC_3D_FDG | 5 | GE MEDICAL SYSTEMS | Discovery RX | 41.04 | Positron Emission Tomography Image Storage | [9 empty] | FDG -- fluorodeoxyglucose | 305713024 | 6588 | 0.97 | CYLINDRICAL RING | 700\153 | NONE | 700 | 1.3.6.1.4.1.14519.5.2.1.1706.8040.100426932288318347153249961531 | 1.3.6.1.4.1.14519.5.2.1.1706.8040.331503375176958857347799884217 | TCIA | 10.7937/K9/TCIA.2017.umz8dv6s
HNSCC-01-0166 | ORIGINAL | PT | 247 | 2002-09-07 | PET/CT HEAD & NECK CA | PET_NAC_3D_FDG | 4 | GE MEDICAL SYSTEMS | Discovery RX | 41.04 | Positron Emission Tomography Image Storage | [9 empty] | FDG -- fluorodeoxyglucose | 305713024 | 6588 | 0.97 | CYLINDRICAL RING | 700\153 | NONE | 700 | 1.3.6.1.4.1.14519.5.2.1.1706.8040.100426932288318347153249961531 | 1.3.6.1.4.1.14519.5.2.1.1706.8040.341657832992712555313643645904 | TCIA | 10.7937/K9/TCIA.2017.umz8dv6s
HNSCC-01-0166 | ORIGINAL | CT | 247 | 2002-09-07 | PET/CT HEAD & NECK CA | CT Soft | 2 | GE MEDICAL SYSTEMS | Discovery RX | 07MWDVCT36.4 | CT Image Storage | 120 | HELICAL MODE | 500 | 500 | 949.075 | 0 | CW | 500 | 55 | [8 empty] | 1.3.6.1.4.1.14519.5.2.1.1706.8040.100426932288318347153249961531 | 1.3.6.1.4.1.14519.5.2.1.1706.8040.427388556765288375356638615532 | TCIA | 10.7937/K9/TCIA.2017.umz8dv6s
HNSCC-01-0167 | ORIGINAL | CT | 167 | 2001-10-02 | PET/CT HEAD & NECK CA | CT Atten soft | 2 | GE MEDICAL SYSTEMS | Discovery RX | 07MWHL36.4 | CT Image Storage | 120 | HELICAL MODE | 500 | 500 | 949.075 | 0 | CW | 566 | 27.5 | [8 empty] | 1.3.6.1.4.1.14519.5.2.1.1706.8040.874689885742605046432330458356 | 1.3.6.1.4.1.14519.5.2.1.1706.8040.103114527097322432530821794968 | TCIA | 10.7937/K9/TCIA.2017.umz8dv6s
HNSCC-01-0167 | ORIGINAL | PT | 87 | 2001-10-02 | PET/CT HEAD & NECK CA | pet_ac_3d | 11 | GE MEDICAL SYSTEMS | Discovery RX | 41.04 | Positron Emission Tomography Image Storage | [9 empty] | FDG -- fluorodeoxyglucose | 307593024 | 6588 | 0.97 | CYLINDRICAL RING | 700\153 | NONE | 700 | 1.3.6.1.4.1.14519.5.2.1.1706.8040.874689885742605046432330458356 | 1.3.6.1.4.1.14519.5.2.1.1706.8040.137560098375268787256629464392 | TCIA | 10.7937/K9/TCIA.2017.umz8dv6s
HNSCC-01-0167 | ORIGINAL | PT | 167 | 2001-10-02 | PET/CT HEAD & NECK CA | PET_NO AC 3DIR | 4 | GE MEDICAL SYSTEMS | Discovery RX | 41.04 | Positron Emission Tomography Image Storage | [9 empty] | FDG -- fluorodeoxyglucose | 307593024 | 6588 | 0.97 | CYLINDRICAL RING | 700\153 | NONE | 700 | 1.3.6.1.4.1.14519.5.2.1.1706.8040.874689885742605046432330458356 | 1.3.6.1.4.1.14519.5.2.1.1706.8040.235845561954249674255190615504 | TCIA | 10.7937/K9/TCIA.2017.umz8dv6s
HNSCC-01-0167 | ORIGINAL | PT | 87 | 2001-10-02 | PET/CT HEAD & NECK CA | PET_NO AC 3DIR | 10 | GE MEDICAL SYSTEMS | Discovery RX | 41.04 | Positron Emission Tomography Image Storage | [9 empty] | FDG -- fluorodeoxyglucose | 307593024 | 6588 | 0.97 | CYLINDRICAL RING | 700\153 | NONE | 700 | 1.3.6.1.4.1.14519.5.2.1.1706.8040.874689885742605046432330458356 | 1.3.6.1.4.1.14519.5.2.1.1706.8040.331579623216097076259438788226 | TCIA | 10.7937/K9/TCIA.2017.umz8dv6s
HNSCC-01-0167 | ORIGINAL | PT | 167 | 2001-10-02 | PET/CT HEAD & NECK CA | pet_ac_3d | 5 | GE MEDICAL SYSTEMS | Discovery RX | 41.04 | Positron Emission Tomography Image Storage | [9 empty] | FDG -- fluorodeoxyglucose | 307593024 | 6588 | 0.97 | CYLINDRICAL RING | 700\153 | NONE | 700 | 1.3.6.1.4.1.14519.5.2.1.1706.8040.874689885742605046432330458356 | 1.3.6.1.4.1.14519.5.2.1.1706.8040.584228788317483671466302583379 | TCIA | 10.7937/K9/TCIA.2017.umz8dv6s
HNSCC-01-0167 | NULL | RTDOSE | 1 | 2001-12-08 | RT SIMULATION | NULL | 1 | ADAC | Pinnacle3 | 9.8 | RT Dose Storage | [17 empty] | 1.3.6.1.4.1.14519.5.2.1.1706.8040.487162201282109466132705801564 | 1.3.6.1.4.1.14519.5.2.1.1706.8040.145000325545610753175407517173 | TCIA | 10.7937/K9/TCIA.2017.umz8dv6s
HNSCC-01-0167 | NULL | RTSTRUCT | 1 | 2001-12-08 | RT SIMULATION | NULL | 1 | ADAC | Pinnacle3 | 9.8 | RT Structure Set Storage | [17 empty] | 1.3.6.1.4.1.14519.5.2.1.1706.8040.487162201282109466132705801564 | 1.3.6.1.4.1.14519.5.2.1.1706.8040.244697977580788057061347399325 | TCIA | 10.7937/K9/TCIA.2017.umz8dv6s
HNSCC-01-0167 | NULL | RTPLAN | 1 | 2001-12-08 | RT SIMULATION | NULL | 1 | ADAC | Pinnacle3 | 9.8 | RT Plan Storage | [17 empty] | 1.3.6.1.4.1.14519.5.2.1.1706.8040.487162201282109466132705801564 | 1.3.6.1.4.1.14519.5.2.1.1706.8040.680902888875082445835967385928 | TCIA | 10.7937/K9/TCIA.2017.umz8dv6s
HNSCC-01-0167 | ORIGINAL | CT | 144 | 2001-12-08 | RT SIMULATION | NULL | 4 | Philips | Brilliance 64 | 2.3.0 | CT Image Storage | 120 | HELIX | 500 | 500 |  | 0 | CW | [10 empty] | 1.3.6.1.4.1.14519.5.2.1.1706.8040.487162201282109466132705801564 | 1.3.6.1.4.1.14519.5.2.1.1706.8040.219672460253139466306951623221 | TCIA | 10.7937/K9/TCIA.2017.umz8dv6s
HNSCC-01-0167 | ORIGINAL | CT | 207 | 2002-05-14 | PET/CT HEAD & NECK CA | CT Soft | 2 | GE MEDICAL SYSTEMS | Discovery RX | 07MWDVCT36.4 | CT Image Storage | 120 | HELICAL MODE | 500 | 500 | 949.075 | 0 | CW | 500 | 55 | [8 empty] | 1.3.6.1.4.1.14519.5.2.1.1706.8040.122546737517490665123671167926 | 1.3.6.1.4.1.14519.5.2.1.1706.8040.109644021647060903886638077364 | TCIA | 10.7937/K9/TCIA.2017.umz8dv6s
HNSCC-01-0167 | ORIGINAL | PT | 207 | 2002-05-14 | PET/CT HEAD & NECK CA | PET_AC_3D_FDG | 5 | GE MEDICAL SYSTEMS | Discovery RX | 41.04 | Positron Emission Tomography Image Storage | [9 empty] | FDG -- fluorodeoxyglucose | 339645824 | 6588 | 0.97 | CYLINDRICAL RING | 700\153 | NONE | 700 | 1.3.6.1.4.1.14519.5.2.1.1706.8040.122546737517490665123671167926 | 1.3.6.1.4.1.14519.5.2.1.1706.8040.211598598146945754762574398069 | TCIA | 10.7937/K9/TCIA.2017.umz8dv6s
HNSCC-01-0167 | ORIGINAL | PT | 127 | 2002-05-14 | PET/CT HEAD & NECK CA | 3D_FDG_H&N_NAC | 10 | GE MEDICAL SYSTEMS | Discovery RX | 41.04 | Positron Emission Tomography Image Storage | [9 empty] | FDG -- fluorodeoxyglucose | 339645824 | 6588 | 0.97 | CYLINDRICAL RING | 700\153 | NONE | 700 | 1.3.6.1.4.1.14519.5.2.1.1706.8040.122546737517490665123671167926 | 1.3.6.1.4.1.14519.5.2.1.1706.8040.280775755646955579328973026322 | TCIA | 10.7937/K9/TCIA.2017.umz8dv6s
HNSCC-01-0167 | ORIGINAL | PT | 127 | 2002-05-14 | PET/CT HEAD & NECK CA | PET_AC_3D_FDG_H&N | 11 | GE MEDICAL SYSTEMS | Discovery RX | 41.04 | Positron Emission Tomography Image Storage | [9 empty] | FDG -- fluorodeoxyglucose | 339645824 | 6588 | 0.97 | CYLINDRICAL RING | 700\153 | NONE | 700 | 1.3.6.1.4.1.14519.5.2.1.1706.8040.122546737517490665123671167926 | 1.3.6.1.4.1.14519.5.2.1.1706.8040.299175302174776070791602140916 | TCIA | 10.7937/K9/TCIA.2017.umz8dv6s
HNSCC-01-0167 | ORIGINAL | PT | 207 | 2002-05-14 | PET/CT HEAD & NECK CA | PET_NAC_3D_FDG | 4 | GE MEDICAL SYSTEMS | Discovery RX | 41.04 | Positron Emission Tomography Image Storage | [9 empty] | FDG -- fluorodeoxyglucose | 339645824 | 6588 | 0.97 | CYLINDRICAL RING | 700\153 | NONE | 700 | 1.3.6.1.4.1.14519.5.2.1.1706.8040.122546737517490665123671167926 | 1.3.6.1.4.1.14519.5.2.1.1706.8040.468831384648568283614548540119 | TCIA | 10.7937/K9/TCIA.2017.umz8dv6s
HNSCC-01-0168 | ORIGINAL | CT | 247 | 2001-11-11 | PET/CT HEAD&NECK CA IN | CT Atten soft | 2 | GE MEDICAL SYSTEMS | Discovery RX | 07MWHL36.4 | CT Image Storage | 120 | HELICAL MODE | 500 | 500 | 949.075 | 0 | CW | 566 | 27.5 | [8 empty] | 1.3.6.1.4.1.14519.5.2.1.1706.8040.752294956943627439945558251771 | 1.3.6.1.4.1.14519.5.2.1.1706.8040.142131740706646619717790206942 | TCIA | 10.7937/K9/TCIA.2017.umz8dv6s
HNSCC-01-0168 | ORIGINAL | PT | 247 | 2001-11-11 | PET/CT HEAD&NECK CA IN | PET_NO AC 3DIR | 4 | GE MEDICAL SYSTEMS | Discovery RX | 41.04 | Positron Emission Tomography Image Storage | [9 empty] | FDG -- fluorodeoxyglucose | 462869504 | 6588 | 0.97 | CYLINDRICAL RING | 700\153 | NONE | 700 | 1.3.6.1.4.1.14519.5.2.1.1706.8040.752294956943627439945558251771 | 1.3.6.1.4.1.14519.5.2.1.1706.8040.166463414144106998443043149869 | TCIA | 10.7937/K9/TCIA.2017.umz8dv6s
HNSCC-01-0168 | ORIGINAL | PT | 127 | 2001-11-11 | PET/CT HEAD&NECK CA IN | PET_NO AC 3DIR | 10 | GE MEDICAL SYSTEMS | Discovery RX | 41.04 | Positron Emission Tomography Image Storage | [9 empty] | FDG -- fluorodeoxyglucose | 462869504 | 6588 | 0.97 | CYLINDRICAL RING | 700\153 | NONE | 700 | 1.3.6.1.4.1.14519.5.2.1.1706.8040.752294956943627439945558251771 | 1.3.6.1.4.1.14519.5.2.1.1706.8040.172048186252030385784987813560 | TCIA | 10.7937/K9/TCIA.2017.umz8dv6s
HNSCC-01-0168 | ORIGINAL | PT | 247 | 2001-11-11 | PET/CT HEAD&NECK CA IN | pet_ac_3d | 5 | GE MEDICAL SYSTEMS | Discovery RX | 41.04 | Positron Emission Tomography Image Storage | [9 empty] | FDG -- fluorodeoxyglucose | 462869504 | 6588 | 0.97 | CYLINDRICAL RING | 700\153 | NONE | 700 | 1.3.6.1.4.1.14519.5.2.1.1706.8040.752294956943627439945558251771 | 1.3.6.1.4.1.14519.5.2.1.1706.8040.323936212972124978018113318344 | TCIA | 10.7937/K9/TCIA.2017.umz8dv6s
HNSCC-01-0168 | ORIGINAL | PT | 127 | 2001-11-11 | PET/CT HEAD&NECK CA IN | pet_ac_3d | 11 | GE MEDICAL SYSTEMS | Discovery RX | 41.04 | Positron Emission Tomography Image Storage | [9 empty] | FDG -- fluorodeoxyglucose | 462869504 | 6588 | 0.97 | CYLINDRICAL RING | 700\153 | NONE | 700 | 1.3.6.1.4.1.14519.5.2.1.1706.8040.752294956943627439945558251771 | 1.3.6.1.4.1.14519.5.2.1.1706.8040.334484131493952229048902137406 | TCIA | 10.7937/K9/TCIA.2017.umz8dv6s
HNSCC-01-0168 | NULL | RTSTRUCT | 1 | 2001-11-19 | RT SIMULATION | NULL | 1 | ADAC | Pinnacle3 | 9.8 | RT Structure Set Storage | [17 empty] | 1.3.6.1.4.1.14519.5.2.1.1706.8040.212778458743918193787346882690 | 1.3.6.1.4.1.14519.5.2.1.1706.8040.145218222349793455893196112910 | TCIA | 10.7937/K9/TCIA.2017.umz8dv6s
HNSCC-01-0168 | NULL | RTPLAN | 1 | 2001-11-19 | RT SIMULATION | NULL | 1 | ADAC | Pinnacle3 | 9.8 | RT Plan Storage | [17 empty] | 1.3.6.1.4.1.14519.5.2.1.1706.8040.212778458743918193787346882690 | 1.3.6.1.4.1.14519.5.2.1.1706.8040.487716772750197382997828393473 | TCIA | 10.7937/K9/TCIA.2017.umz8dv6s
HNSCC-01-0168 | NULL | RTDOSE | 1 | 2001-11-19 | RT SIMULATION | NULL | 1 | ADAC | Pinnacle3 | 9.8 | RT Dose Storage | [17 empty] | 1.3.6.1.4.1.14519.5.2.1.1706.8040.212778458743918193787346882690 | 1.3.6.1.4.1.14519.5.2.1.1706.8040.648751256184133645552274624224 | TCIA | 10.7937/K9/TCIA.2017.umz8dv6s
HNSCC-01-0168 | ORIGINAL | CT | 186 | 2001-11-19 | RT SIMULATION | NULL | 5 | Philips | Mx8000 IDT 16 | 4.2.1 | CT Image Storage | 120 | HELIX | 500 | 500 |  | 0 | CW | [10 empty] | 1.3.6.1.4.1.14519.5.2.1.1706.8040.212778458743918193787346882690 | 1.3.6.1.4.1.14519.5.2.1.1706.8040.113307668500316378091089772748 | TCIA | 10.7937/K9/TCIA.2017.umz8dv6s
HNSCC-01-0168 | ORIGINAL | CT | 194 | 2001-11-21 | RT SIMULATION | NULL | 2 | Philips | Mx8000 IDT 16 | 4.2.1 | CT Image Storage | 120 | HELIX | 500 | 500 |  | 0 | CW | [10 empty] | 1.3.6.1.4.1.14519.5.2.1.1706.8040.271067604083245947763584051054 | 1.3.6.1.4.1.14519.5.2.1.1706.8040.203490862236227843572209363836 | TCIA | 10.7937/K9/TCIA.2017.umz8dv6s
HNSCC-01-0168 | ORIGINAL | PT | 287 | 2002-04-29 | PET/CT HEAD & NECK CA | PET_NO AC 3DIR | 5 | GE MEDICAL SYSTEMS | Discovery STE | 41.04 | Positron Emission Tomography Image Storage | [9 empty] | FDG -- fluorodeoxyglucose | 373243584 | 6588 | 0.97 | CYLINDRICAL RING | 700\153 | NONE | 700 | 1.3.6.1.4.1.14519.5.2.1.1706.8040.136465764719791345881069773729 | 1.3.6.1.4.1.14519.5.2.1.1706.8040.167737569169272743000241034682 | TCIA | 10.7937/K9/TCIA.2017.umz8dv6s
HNSCC-01-0168 | ORIGINAL | CT | 287 | 2002-04-29 | PET/CT HEAD & NECK CA | CT SOFT | 3 | GE MEDICAL SYSTEMS | Discovery STE | 07MWHL36.4 | CT Image Storage | 120 | HELICAL MODE | 500 | 500 | 949.075 | 0 | CW | 566 | 27.5 | [8 empty] | 1.3.6.1.4.1.14519.5.2.1.1706.8040.136465764719791345881069773729 | 1.3.6.1.4.1.14519.5.2.1.1706.8040.183941671540573537955749344146 | TCIA | 10.7937/K9/TCIA.2017.umz8dv6s
HNSCC-01-0168 | ORIGINAL | PT | 287 | 2002-04-29 | PET/CT HEAD & NECK CA | pet_ac_3d | 6 | GE MEDICAL SYSTEMS | Discovery STE | 41.04 | Positron Emission Tomography Image Storage | [9 empty] | FDG -- fluorodeoxyglucose | 373243584 | 6588 | 0.97 | CYLINDRICAL RING | 700\153 | NONE | 700 | 1.3.6.1.4.1.14519.5.2.1.1706.8040.136465764719791345881069773729 | 1.3.6.1.4.1.14519.5.2.1.1706.8040.259163964984608470808863482122 | TCIA | 10.7937/K9/TCIA.2017.umz8dv6s
HNSCC-01-0169 | ORIGINAL | CT | 207 | 2001-12-05 | PET/CT HEAD&NECK CA IN | CT Atten soft | 2 | GE MEDICAL SYSTEMS | Discovery RX | 07MWHL36.4 | CT Image Storage | 120 | HELICAL MODE | 500 | 500 | 949.075 | 0 | CW | 566 | 27.5 | [8 empty] | 1.3.6.1.4.1.14519.5.2.1.1706.8040.186712459023378412566741540278 | 1.3.6.1.4.1.14519.5.2.1.1706.8040.209649433369974979594250521146 | TCIA | 10.7937/K9/TCIA.2017.umz8dv6s
HNSCC-01-0169 | ORIGINAL | PT | 207 | 2001-12-05 | PET/CT HEAD&NECK CA IN | PET_NO AC 3DIR | 4 | GE MEDICAL SYSTEMS | Discovery RX | 41.04 | Positron Emission Tomography Image Storage | [9 empty] | FDG -- fluorodeoxyglucose | 341973088 | 6588 | 0.97 | CYLINDRICAL RING | 700\153 | NONE | 700 | 1.3.6.1.4.1.14519.5.2.1.1706.8040.186712459023378412566741540278 | 1.3.6.1.4.1.14519.5.2.1.1706.8040.267298896265643606734478335534 | TCIA | 10.7937/K9/TCIA.2017.umz8dv6s
HNSCC-01-0169 | ORIGINAL | PT | 127 | 2001-12-05 | PET/CT HEAD&NECK CA IN | PET_NO AC 3DIR | 10 | GE MEDICAL SYSTEMS | Discovery RX | 41.04 | Positron Emission Tomography Image Storage | [9 empty] | FDG -- fluorodeoxyglucose | 341973088 | 6588 | 0.97 | CYLINDRICAL RING | 700\153 | NONE | 700 | 1.3.6.1.4.1.14519.5.2.1.1706.8040.186712459023378412566741540278 | 1.3.6.1.4.1.14519.5.2.1.1706.8040.277975087338451396684892821731 | TCIA | 10.7937/K9/TCIA.2017.umz8dv6s
HNSCC-01-0169 | ORIGINAL | PT | 127 | 2001-12-05 | PET/CT HEAD&NECK CA IN | pet_ac_3d | 11 | GE MEDICAL SYSTEMS | Discovery RX | 41.04 | Positron Emission Tomography Image Storage | [9 empty] | FDG -- fluorodeoxyglucose | 341973088 | 6588 | 0.97 | CYLINDRICAL RING | 700\153 | NONE | 700 | 1.3.6.1.4.1.14519.5.2.1.1706.8040.186712459023378412566741540278 | 1.3.6.1.4.1.14519.5.2.1.1706.8040.308874906578210479412646646882 | TCIA | 10.7937/K9/TCIA.2017.umz8dv6s
HNSCC-01-0169 | ORIGINAL | PT | 207 | 2001-12-05 | PET/CT HEAD&NECK CA IN | pet_ac_3d | 5 | GE MEDICAL SYSTEMS | Discovery RX | 41.04 | Positron Emission Tomography Image Storage | [9 empty] | FDG -- fluorodeoxyglucose | 341973088 | 6588 | 0.97 | CYLINDRICAL RING | 700\153 | NONE | 700 | 1.3.6.1.4.1.14519.5.2.1.1706.8040.186712459023378412566741540278 | 1.3.6.1.4.1.14519.5.2.1.1706.8040.587179203951688720903455292633 | TCIA | 10.7937/K9/TCIA.2017.umz8dv6s
HNSCC-01-0169 | ORIGINAL | PT | 207 | 2002-06-03 | PET/CT HEAD & NECK CA | PET_NO AC 3DIR | 4 | GE MEDICAL SYSTEMS | Discovery STE | 41.04 | Positron Emission Tomography Image Storage | [9 empty] | FDG -- fluorodeoxyglucose | 310841760 | 6588 | 0.97 | CYLINDRICAL RING | 700\153 | NONE | 700 | 1.3.6.1.4.1.14519.5.2.1.1706.8040.254560113149893443874052286406 | 1.3.6.1.4.1.14519.5.2.1.1706.8040.112426969937047430505165906055 | TCIA | 10.7937/K9/TCIA.2017.umz8dv6s
HNSCC-01-0169 | ORIGINAL | PT | 127 | 2002-06-03 | PET/CT HEAD & NECK CA | PET_AC_HEAD 3D | 11 | GE MEDICAL SYSTEMS | Discovery STE | 41.04 | Positron Emission Tomography Image Storage | [9 empty] | FDG -- fluorodeoxyglucose | 310841760 | 6588 | 0.97 | CYLINDRICAL RING | 700\153 | NONE | 700 | 1.3.6.1.4.1.14519.5.2.1.1706.8040.254560113149893443874052286406 | 1.3.6.1.4.1.14519.5.2.1.1706.8040.140559857303868988664190248296 | TCIA | 10.7937/K9/TCIA.2017.umz8dv6s
HNSCC-01-0169 | ORIGINAL | PT | 127 | 2002-06-03 | PET/CT HEAD & NECK CA | PET_NAC_HEAD 3D | 10 | GE MEDICAL SYSTEMS | Discovery STE | 41.04 | Positron Emission Tomography Image Storage | [9 empty] | FDG -- fluorodeoxyglucose | 310841760 | 6588 | 0.97 | CYLINDRICAL RING | 700\153 | NONE | 700 | 1.3.6.1.4.1.14519.5.2.1.1706.8040.254560113149893443874052286406 | 1.3.6.1.4.1.14519.5.2.1.1706.8040.167937705460468484342406131590 | TCIA | 10.7937/K9/TCIA.2017.umz8dv6s
HNSCC-01-0169 | ORIGINAL | PT | 207 | 2002-06-03 | PET/CT HEAD & NECK CA | pet_ac_3d | 5 | GE MEDICAL SYSTEMS | Discovery STE | 41.04 | Positron Emission Tomography Image Storage | [9 empty] | FDG -- fluorodeoxyglucose | 310841760 | 6588 | 0.97 | CYLINDRICAL RING | 700\153 | NONE | 700 | 1.3.6.1.4.1.14519.5.2.1.1706.8040.254560113149893443874052286406 | 1.3.6.1.4.1.14519.5.2.1.1706.8040.244526046496531724511189984525 | TCIA | 10.7937/K9/TCIA.2017.umz8dv6s
HNSCC-01-0169 | ORIGINAL | CT | 207 | 2002-06-03 | PET/CT HEAD & NECK CA | CT Atten Cor Head IN | 2 | GE MEDICAL SYSTEMS | Discovery STE | 07MWHL36.4 | CT Image Storage | 120 | HELICAL MODE | 500 | 500 | 949.075 | 0 | CW | 566 | 27.5 | [8 empty] | 1.3.6.1.4.1.14519.5.2.1.1706.8040.254560113149893443874052286406 | 1.3.6.1.4.1.14519.5.2.1.1706.8040.290744059201124019320359300930 | TCIA | 10.7937/K9/TCIA.2017.umz8dv6s
HNSCC-01-0170 | NULL | RTDOSE | 1 | 2001-12-31 | RT SIMULATION | NULL | 1 | ADAC | Pinnacle3 | 9.8 | RT Dose Storage | [17 empty] | 1.3.6.1.4.1.14519.5.2.1.1706.8040.826838549124427919417103760288 | 1.3.6.1.4.1.14519.5.2.1.1706.8040.105187212567242318151398572086 | TCIA | 10.7937/K9/TCIA.2017.umz8dv6s
HNSCC-01-0170 | NULL | RTSTRUCT | 1 | 2001-12-31 | RT SIMULATION | NULL | 1 | ADAC | Pinnacle3 | 9.8 | RT Structure Set Storage | [17 empty] | 1.3.6.1.4.1.14519.5.2.1.1706.8040.826838549124427919417103760288 | 1.3.6.1.4.1.14519.5.2.1.1706.8040.132761004361022270724306064886 | TCIA | 10.7937/K9/TCIA.2017.umz8dv6s
HNSCC-01-0170 | NULL | RTPLAN | 1 | 2001-12-31 | RT SIMULATION | NULL | 1 | ADAC | Pinnacle3 | 9.8 | RT Plan Storage | [17 empty] | 1.3.6.1.4.1.14519.5.2.1.1706.8040.826838549124427919417103760288 | 1.3.6.1.4.1.14519.5.2.1.1706.8040.214713664923291005425946689703 | TCIA | 10.7937/K9/TCIA.2017.umz8dv6s
HNSCC-01-0170 | ORIGINAL | CT | 146 | 2001-12-31 | RT SIMULATION | NULL | 2 | Philips | Brilliance 64 | 2.3.0 | CT Image Storage | 120 | HELIX | 500 | 500 |  | 0 | CW | [10 empty] | 1.3.6.1.4.1.14519.5.2.1.1706.8040.826838549124427919417103760288 | 1.3.6.1.4.1.14519.5.2.1.1706.8040.306144030600122372586234785394 | TCIA | 10.7937/K9/TCIA.2017.umz8dv6s
HNSCC-01-0170 | ORIGINAL | PT | 127 | 2002-01-06 | PET/CT HEAD&NECK CA IN | PET_AC_HEAD 3D | 11 | GE MEDICAL SYSTEMS | Discovery STE | 41.04 | Positron Emission Tomography Image Storage | [9 empty] | FDG -- fluorodeoxyglucose | 376162464 | 6588 | 0.97 | CYLINDRICAL RING | 700\153 | NONE | 700 | 1.3.6.1.4.1.14519.5.2.1.1706.8040.334199876833055104892695391606 | 1.3.6.1.4.1.14519.5.2.1.1706.8040.239028600275576297756110220375 | TCIA | 10.7937/K9/TCIA.2017.umz8dv6s
HNSCC-01-0170 | ORIGINAL | CT | 207 | 2002-01-06 | PET/CT HEAD&NECK CA IN | CT Atten Cor Head IN | 2 | GE MEDICAL SYSTEMS | Discovery STE | 07MWHL36.4 | CT Image Storage | 120 | HELICAL MODE | 500 | 500 | 949.075 | 0 | CW | 566 | 27.5 | [8 empty] | 1.3.6.1.4.1.14519.5.2.1.1706.8040.334199876833055104892695391606 | 1.3.6.1.4.1.14519.5.2.1.1706.8040.314513665891985304268868321904 | TCIA | 10.7937/K9/TCIA.2017.umz8dv6s
HNSCC-01-0170 | ORIGINAL | PT | 207 | 2002-01-06 | PET/CT HEAD&NECK CA IN | pet_ac_3d | 5 | GE MEDICAL SYSTEMS | Discovery STE | 41.04 | Positron Emission Tomography Image Storage | [9 empty] | FDG -- fluorodeoxyglucose | 376162464 | 6588 | 0.97 | CYLINDRICAL RING | 700\153 | NONE | 700 | 1.3.6.1.4.1.14519.5.2.1.1706.8040.334199876833055104892695391606 | 1.3.6.1.4.1.14519.5.2.1.1706.8040.568572330654799655487021089149 | TCIA | 10.7937/K9/TCIA.2017.umz8dv6s
HNSCC-01-0170 | ORIGINAL | PT | 127 | 2002-01-06 | PET/CT HEAD&NECK CA IN | PET_NAC_HEAD 3D | 10 | GE MEDICAL SYSTEMS | Discovery STE | 41.04 | Positron Emission Tomography Image Storage | [9 empty] | FDG -- fluorodeoxyglucose | 376162464 | 6588 | 0.97 | CYLINDRICAL RING | 700\153 | NONE | 700 | 1.3.6.1.4.1.14519.5.2.1.1706.8040.334199876833055104892695391606 | 1.3.6.1.4.1.14519.5.2.1.1706.8040.582441237596490593581192154469 | TCIA | 10.7937/K9/TCIA.2017.umz8dv6s
HNSCC-01-0170 | ORIGINAL | PT | 207 | 2002-01-06 | PET/CT HEAD&NECK CA IN | PET_NO AC 3DIR | 4 | GE MEDICAL SYSTEMS | Discovery STE | 41.04 | Positron Emission Tomography Image Storage | [9 empty] | FDG -- fluorodeoxyglucose | 376162464 | 6588 | 0.97 | CYLINDRICAL RING | 700\153 | NONE | 700 | 1.3.6.1.4.1.14519.5.2.1.1706.8040.334199876833055104892695391606 | 1.3.6.1.4.1.14519.5.2.1.1706.8040.583944740166652029578338237001 | TCIA | 10.7937/K9/TCIA.2017.umz8dv6s
HNSCC-01-0170 | ORIGINAL | PT | 91 | 2002-05-14 | PET/CT HEAD & NECK CA | No AC Recon H&N | 2 | GE MEDICAL SYSTEMS | Discovery ST | 26.14 | Positron Emission Tomography Image Storage | [9 empty] | FDG -- fluorodeoxyglucose | 637689664 | 6588 | 0.97 | CYLINDRICAL RING | 700\157 | RING | 700 | 1.3.6.1.4.1.14519.5.2.1.1706.8040.223310220203886562882503048505 | 1.3.6.1.4.1.14519.5.2.1.1706.8040.200609340455908118881264998099 | TCIA | 10.7937/K9/TCIA.2017.umz8dv6s
HNSCC-01-0170 | ORIGINAL | PT | 223 | 2002-05-14 | PET/CT HEAD & NECK CA | PET AC | 1 | GE MEDICAL SYSTEMS | Discovery ST | 26.14 | Positron Emission Tomography Image Storage | [9 empty] | FDG -- fluorodeoxyglucose | 637689664 | 6588 | 0.97 | CYLINDRICAL RING | 700\157 | RING | 700 | 1.3.6.1.4.1.14519.5.2.1.1706.8040.195621446896282884612232264063 | 1.3.6.1.4.1.14519.5.2.1.1706.8040.238410274059884109272859031095 | TCIA | 10.7937/K9/TCIA.2017.umz8dv6s
HNSCC-01-0170 | ORIGINAL | CT | 223 | 2002-05-14 | PET/CT HEAD & NECK CA | CT Atten Cor Head In | 2 | GE MEDICAL SYSTEMS | Discovery ST | LightSpeedAppsdstm5_goc1_11D_R2.9N.IRIX646.5 | CT Image Storage | 120 | HELICAL MODE | 500 | 500 | 949.075 | 0 | CW | 675 | [9 empty] | 1.3.6.1.4.1.14519.5.2.1.1706.8040.195621446896282884612232264063 | 1.3.6.1.4.1.14519.5.2.1.1706.8040.274693335380658806804325119490 | TCIA | 10.7937/K9/TCIA.2017.umz8dv6s
HNSCC-01-0170 | ORIGINAL | PT | 223 | 2002-05-14 | PET/CT HEAD & NECK CA | No AC Recon | 2 | GE MEDICAL SYSTEMS | Discovery ST | 26.14 | Positron Emission Tomography Image Storage | [9 empty] | FDG -- fluorodeoxyglucose | 637689664 | 6588 | 0.97 | CYLINDRICAL RING | 700\157 | RING | 700 | 1.3.6.1.4.1.14519.5.2.1.1706.8040.195621446896282884612232264063 | 1.3.6.1.4.1.14519.5.2.1.1706.8040.278744461092414376782927658407 | TCIA | 10.7937/K9/TCIA.2017.umz8dv6s
HNSCC-01-0170 | ORIGINAL | PT | 91 | 2002-05-14 | PET/CT HEAD & NECK CA | PET AC H&N | 1 | GE MEDICAL SYSTEMS | Discovery ST | 26.14 | Positron Emission Tomography Image Storage | [9 empty] | FDG -- fluorodeoxyglucose | 637689664 | 6588 | 0.97 | CYLINDRICAL RING | 700\157 | RING | 700 | 1.3.6.1.4.1.14519.5.2.1.1706.8040.223310220203886562882503048505 | 1.3.6.1.4.1.14519.5.2.1.1706.8040.829965014048964746638432889932 | TCIA | 10.7937/K9/TCIA.2017.umz8dv6s
HNSCC-01-0171 | ORIGINAL | PT | 207 | 2002-01-09 | PET/CT HEAD&NECK CA IN | PET_NO AC 3DIR | 4 | GE MEDICAL SYSTEMS | Discovery RX | 41.04 | Positron Emission Tomography Image Storage | [9 empty] | FDG -- fluorodeoxyglucose | 295816896 | 6588 | 0.97 | CYLINDRICAL RING | 700\153 | NONE | 700 | 1.3.6.1.4.1.14519.5.2.1.1706.8040.329432862933259046765435858071 | 1.3.6.1.4.1.14519.5.2.1.1706.8040.142066906241637867097807859366 | TCIA | 10.7937/K9/TCIA.2017.umz8dv6s
HNSCC-01-0171 | ORIGINAL | CT | 207 | 2002-01-09 | PET/CT HEAD&NECK CA IN | CT Atten soft | 2 | GE MEDICAL SYSTEMS | Discovery RX | 07MWHL36.4 | CT Image Storage | 120 | HELICAL MODE | 500 | 500 | 949.075 | 0 | CW | 566 | 27.5 | [8 empty] | 1.3.6.1.4.1.14519.5.2.1.1706.8040.329432862933259046765435858071 | 1.3.6.1.4.1.14519.5.2.1.1706.8040.191574969681017205826204308290 | TCIA | 10.7937/K9/TCIA.2017.umz8dv6s
HNSCC-01-0171 | ORIGINAL | PT | 207 | 2002-01-09 | PET/CT HEAD&NECK CA IN | pet_ac_3d | 5 | GE MEDICAL SYSTEMS | Discovery RX | 41.04 | Positron Emission Tomography Image Storage | [9 empty] | FDG -- fluorodeoxyglucose | 295816896 | 6588 | 0.97 | CYLINDRICAL RING | 700\153 | NONE | 700 | 1.3.6.1.4.1.14519.5.2.1.1706.8040.329432862933259046765435858071 | 1.3.6.1.4.1.14519.5.2.1.1706.8040.256677038727842237857296344463 | TCIA | 10.7937/K9/TCIA.2017.umz8dv6s
HNSCC-01-0171 | ORIGINAL | PT | 87 | 2002-01-09 | PET/CT HEAD&NECK CA IN | pet_ac_3d | 11 | GE MEDICAL SYSTEMS | Discovery RX | 41.04 | Positron Emission Tomography Image Storage | [9 empty] | FDG -- fluorodeoxyglucose | 295816896 | 6588 | 0.97 | CYLINDRICAL RING | 700\153 | NONE | 700 | 1.3.6.1.4.1.14519.5.2.1.1706.8040.329432862933259046765435858071 | 1.3.6.1.4.1.14519.5.2.1.1706.8040.279319707679120672586679115616 | TCIA | 10.7937/K9/TCIA.2017.umz8dv6s
HNSCC-01-0171 | ORIGINAL | PT | 87 | 2002-01-09 | PET/CT HEAD&NECK CA IN | PET_NO AC 3DIR | 10 | GE MEDICAL SYSTEMS | Discovery RX | 41.04 | Positron Emission Tomography Image Storage | [9 empty] | FDG -- fluorodeoxyglucose | 295816896 | 6588 | 0.97 | CYLINDRICAL RING | 700\153 | NONE | 700 | 1.3.6.1.4.1.14519.5.2.1.1706.8040.329432862933259046765435858071 | 1.3.6.1.4.1.14519.5.2.1.1706.8040.318518189509004981760796038785 | TCIA | 10.7937/K9/TCIA.2017.umz8dv6s
HNSCC-01-0171 | NULL | RTPLAN | 1 | 2002-02-26 | RT SIMULATION | NULL | 1 | ADAC | Pinnacle3 | 9.8 | RT Plan Storage | [17 empty] | 1.3.6.1.4.1.14519.5.2.1.1706.8040.318672179398981595932576253476 | 1.3.6.1.4.1.14519.5.2.1.1706.8040.101579425283339350961548967402 | TCIA | 10.7937/K9/TCIA.2017.umz8dv6s
HNSCC-01-0171 | NULL | RTDOSE | 1 | 2002-02-26 | RT SIMULATION | NULL | 1 | ADAC | Pinnacle3 | 9.8 | RT Dose Storage | [17 empty] | 1.3.6.1.4.1.14519.5.2.1.1706.8040.318672179398981595932576253476 | 1.3.6.1.4.1.14519.5.2.1.1706.8040.120256610688478992745736304048 | TCIA | 10.7937/K9/TCIA.2017.umz8dv6s
HNSCC-01-0171 | NULL | RTSTRUCT | 1 | 2002-02-26 | RT SIMULATION | NULL | 1 | ADAC | Pinnacle3 | 9.8 | RT Structure Set Storage | [17 empty] | 1.3.6.1.4.1.14519.5.2.1.1706.8040.318672179398981595932576253476 | 1.3.6.1.4.1.14519.5.2.1.1706.8040.298234488324033497205398476031 | TCIA | 10.7937/K9/TCIA.2017.umz8dv6s
HNSCC-01-0171 | ORIGINAL | CT | 106 | 2002-02-26 | RT SIMULATION | NULL | 3 | Philips | Brilliance 64 | 2.3.0 | CT Image Storage | 120 | HELIX | 500 | 500 |  | 0 | CW | [10 empty] | 1.3.6.1.4.1.14519.5.2.1.1706.8040.318672179398981595932576253476 | 1.3.6.1.4.1.14519.5.2.1.1706.8040.263494731460475458207320744125 | TCIA | 10.7937/K9/TCIA.2017.umz8dv6s
HNSCC-01-0171 | ORIGINAL | PT | 167 | 2002-07-14 | PET/CT HEAD & NECK CA | pet_ac_3d | 5 | GE MEDICAL SYSTEMS | Discovery STE | 41.04 | Positron Emission Tomography Image Storage | [9 empty] | FDG -- fluorodeoxyglucose | 317559168 | 6588 | 0.97 | CYLINDRICAL RING | 700\153 | NONE | 700 | 1.3.6.1.4.1.14519.5.2.1.1706.8040.327964655782534745628097531928 | 1.3.6.1.4.1.14519.5.2.1.1706.8040.187146148985894647047082146451 | TCIA | 10.7937/K9/TCIA.2017.umz8dv6s
HNSCC-01-0171 | ORIGINAL | PT | 127 | 2002-07-14 | PET/CT HEAD & NECK CA | PET_NAC_HEAD 3D | 10 | GE MEDICAL SYSTEMS | Discovery STE | 41.04 | Positron Emission Tomography Image Storage | [9 empty] | FDG -- fluorodeoxyglucose | 317559168 | 6588 | 0.97 | CYLINDRICAL RING | 700\153 | NONE | 700 | 1.3.6.1.4.1.14519.5.2.1.1706.8040.327964655782534745628097531928 | 1.3.6.1.4.1.14519.5.2.1.1706.8040.246245158704013790180695720461 | TCIA | 10.7937/K9/TCIA.2017.umz8dv6s
HNSCC-01-0171 | ORIGINAL | PT | 167 | 2002-07-14 | PET/CT HEAD & NECK CA | PET_NO AC 3DIR | 4 | GE MEDICAL SYSTEMS | Discovery STE | 41.04 | Positron Emission Tomography Image Storage | [9 empty] | FDG -- fluorodeoxyglucose | 317559168 | 6588 | 0.97 | CYLINDRICAL RING | 700\153 | NONE | 700 | 1.3.6.1.4.1.14519.5.2.1.1706.8040.327964655782534745628097531928 | 1.3.6.1.4.1.14519.5.2.1.1706.8040.259587564952929657126178486413 | TCIA | 10.7937/K9/TCIA.2017.umz8dv6s
HNSCC-01-0171 | ORIGINAL | CT | 167 | 2002-07-14 | PET/CT HEAD & NECK CA | CT Atten Cor Head IN | 2 | GE MEDICAL SYSTEMS | Discovery STE | 07MWHL36.4 | CT Image Storage | 120 | HELICAL MODE | 500 | 500 | 949.075 | 0 | CW | 566 | 27.5 | [8 empty] | 1.3.6.1.4.1.14519.5.2.1.1706.8040.327964655782534745628097531928 | 1.3.6.1.4.1.14519.5.2.1.1706.8040.273589517856848850490783960845 | TCIA | 10.7937/K9/TCIA.2017.umz8dv6s
HNSCC-01-0171 | ORIGINAL | PT | 127 | 2002-07-14 | PET/CT HEAD & NECK CA | PET_AC_HEAD 3D | 11 | GE MEDICAL SYSTEMS | Discovery STE | 41.04 | Positron Emission Tomography Image Storage | [9 empty] | FDG -- fluorodeoxyglucose | 317559168 | 6588 | 0.97 | CYLINDRICAL RING | 700\153 | NONE | 700 | 1.3.6.1.4.1.14519.5.2.1.1706.8040.327964655782534745628097531928 | 1.3.6.1.4.1.14519.5.2.1.1706.8040.325853411486340825364808180614 | TCIA | 10.7937/K9/TCIA.2017.umz8dv6s
HNSCC-01-0172 | ORIGINAL | CT | 127 | 2001-12-31 | PET/CT HEAD&NECK CA IN | CT Soft | 7 | GE MEDICAL SYSTEMS | Discovery RX | 07MWDVCT36.4 | CT Image Storage | 100 | HELICAL MODE | 500 | 500 | 949.075 | 0 | CW | 500 | 55 | [8 empty] | 1.3.6.1.4.1.14519.5.2.1.1706.8040.123297386678035865049789474098 | 1.3.6.1.4.1.14519.5.2.1.1706.8040.139169549195647314913540749416 | TCIA | 10.7937/K9/TCIA.2017.umz8dv6s
HNSCC-01-0172 | ORIGINAL | PT | 207 | 2001-12-31 | PET/CT HEAD&NECK CA IN | PET_NAC_3D_FDG | 4 | GE MEDICAL SYSTEMS | Discovery RX | 41.04 | Positron Emission Tomography Image Storage | [9 empty] | FDG -- fluorodeoxyglucose | 380409568 | 6588 | 0.97 | CYLINDRICAL RING | 700\153 | NONE | 700 | 1.3.6.1.4.1.14519.5.2.1.1706.8040.123297386678035865049789474098 | 1.3.6.1.4.1.14519.5.2.1.1706.8040.175746641584507377159156815190 | TCIA | 10.7937/K9/TCIA.2017.umz8dv6s
HNSCC-01-0172 | ORIGINAL | PT | 127 | 2001-12-31 | PET/CT HEAD&NECK CA IN | 3D_FDG_H&N_NAC | 10 | GE MEDICAL SYSTEMS | Discovery RX | 41.04 | Positron Emission Tomography Image Storage | [9 empty] | FDG -- fluorodeoxyglucose | 380409568 | 6588 | 0.97 | CYLINDRICAL RING | 700\153 | NONE | 700 | 1.3.6.1.4.1.14519.5.2.1.1706.8040.123297386678035865049789474098 | 1.3.6.1.4.1.14519.5.2.1.1706.8040.210467968581891428293859292944 | TCIA | 10.7937/K9/TCIA.2017.umz8dv6s
HNSCC-01-0172 | ORIGINAL | PT | 127 | 2001-12-31 | PET/CT HEAD&NECK CA IN | PET_AC_3D_FDG_H&N | 11 | GE MEDICAL SYSTEMS | Discovery RX | 41.04 | Positron Emission Tomography Image Storage | [9 empty] | FDG -- fluorodeoxyglucose | 380409568 | 6588 | 0.97 | CYLINDRICAL RING | 700\153 | NONE | 700 | 1.3.6.1.4.1.14519.5.2.1.1706.8040.123297386678035865049789474098 | 1.3.6.1.4.1.14519.5.2.1.1706.8040.267893244535751303845091762868 | TCIA | 10.7937/K9/TCIA.2017.umz8dv6s
HNSCC-01-0172 | ORIGINAL | PT | 207 | 2001-12-31 | PET/CT HEAD&NECK CA IN | PET_AC_3D_FDG | 5 | GE MEDICAL SYSTEMS | Discovery RX | 41.04 | Positron Emission Tomography Image Storage | [9 empty] | FDG -- fluorodeoxyglucose | 380409568 | 6588 | 0.97 | CYLINDRICAL RING | 700\153 | NONE | 700 | 1.3.6.1.4.1.14519.5.2.1.1706.8040.123297386678035865049789474098 | 1.3.6.1.4.1.14519.5.2.1.1706.8040.939251202312317418389597987677 | TCIA | 10.7937/K9/TCIA.2017.umz8dv6s
HNSCC-01-0172 | ORIGINAL | PT | 223 | 2002-06-03 | PET,HEAD & NECK CA RES | PET AC | 1 | GE MEDICAL SYSTEMS | Discovery ST | 36.14 | Positron Emission Tomography Image Storage | [9 empty] | FDG -- fluorodeoxyglucose | 625700352 | 6588 | 0.97 | CYLINDRICAL RING | 700\157 | RING | 700 | 1.3.6.1.4.1.14519.5.2.1.1706.8040.239086691523968443342645589324 | 1.3.6.1.4.1.14519.5.2.1.1706.8040.222777384187092714204372297799 | TCIA | 10.7937/K9/TCIA.2017.umz8dv6s
HNSCC-01-0172 | ORIGINAL | PT | 223 | 2002-06-03 | PET,HEAD & NECK CA RES | No AC Recon | 2 | GE MEDICAL SYSTEMS | Discovery ST | 36.14 | Positron Emission Tomography Image Storage | [9 empty] | FDG -- fluorodeoxyglucose | 625700352 | 6588 | 0.97 | CYLINDRICAL RING | 700\157 | RING | 700 | 1.3.6.1.4.1.14519.5.2.1.1706.8040.239086691523968443342645589324 | 1.3.6.1.4.1.14519.5.2.1.1706.8040.267934191045373118122171254517 | TCIA | 10.7937/K9/TCIA.2017.umz8dv6s
HNSCC-01-0172 | ORIGINAL | CT | 223 | 2002-06-03 | PET,HEAD & NECK CA RES | CT Atten Cor Head In | 2 | GE MEDICAL SYSTEMS | Discovery ST | LightSpeedverrel | CT Image Storage | 120 | HELICAL MODE | 500 | 500 | 949.075 | 0 | CW | 675 | [9 empty] | 1.3.6.1.4.1.14519.5.2.1.1706.8040.239086691523968443342645589324 | 1.3.6.1.4.1.14519.5.2.1.1706.8040.399352667879844830799884430318 | TCIA | 10.7937/K9/TCIA.2017.umz8dv6s
HNSCC-01-0172 | NULL | RTDOSE | 1 | 2002-06-03 | RT SIMULATION | NULL | 1 | ADAC | Pinnacle3 | 9.8 | RT Dose Storage | [17 empty] | 1.3.6.1.4.1.14519.5.2.1.1706.8040.188652013946092039567883924114 | 1.3.6.1.4.1.14519.5.2.1.1706.8040.123704365436067759684036482574 | TCIA | 10.7937/K9/TCIA.2017.umz8dv6s
HNSCC-01-0172 | NULL | RTSTRUCT | 1 | 2002-06-03 | RT SIMULATION | NULL | 1 | ADAC | Pinnacle3 | 9.8 | RT Structure Set Storage | [17 empty] | 1.3.6.1.4.1.14519.5.2.1.1706.8040.188652013946092039567883924114 | 1.3.6.1.4.1.14519.5.2.1.1706.8040.257946919898154814239886977546 | TCIA | 10.7937/K9/TCIA.2017.umz8dv6s
HNSCC-01-0172 | NULL | RTPLAN | 1 | 2002-06-03 | RT SIMULATION | NULL | 1 | ADAC | Pinnacle3 | 9.8 | RT Plan Storage | [17 empty] | 1.3.6.1.4.1.14519.5.2.1.1706.8040.188652013946092039567883924114 | 1.3.6.1.4.1.14519.5.2.1.1706.8040.329519447758752081467545465167 | TCIA | 10.7937/K9/TCIA.2017.umz8dv6s
HNSCC-01-0172 | ORIGINAL | CT | 135 | 2002-06-03 | RT SIMULATION | NULL | 2 | GE MEDICAL SYSTEMS | Discovery ST | LightSpeedverrel | CT Image Storage | 100 | HELICAL MODE | 500 | 500 | 949.075 | 0 | CW | 675 | [9 empty] | 1.3.6.1.4.1.14519.5.2.1.1706.8040.188652013946092039567883924114 | 1.3.6.1.4.1.14519.5.2.1.1706.8040.230119168232615337678812517937 | TCIA | 10.7937/K9/TCIA.2017.umz8dv6s
HNSCC-01-0172 | ORIGINAL | PT | 207 | 2002-11-24 | PET/CT HEAD & NECK CA | PET_NO AC 3DIR | 4 | GE MEDICAL SYSTEMS | Discovery RX | 41.04 | Positron Emission Tomography Image Storage | [9 empty] | FDG -- fluorodeoxyglucose | 446772352 | 6588 | 0.97 | CYLINDRICAL RING | 700\153 | NONE | 700 | 1.3.6.1.4.1.14519.5.2.1.1706.8040.255681877557384677942448782391 | 1.3.6.1.4.1.14519.5.2.1.1706.8040.180271906093369654645330361735 | TCIA | 10.7937/K9/TCIA.2017.umz8dv6s
HNSCC-01-0172 | ORIGINAL | PT | 207 | 2002-11-24 | PET/CT HEAD & NECK CA | pet_ac_3d | 5 | GE MEDICAL SYSTEMS | Discovery RX | 41.04 | Positron Emission Tomography Image Storage | [9 empty] | FDG -- fluorodeoxyglucose | 446772352 | 6588 | 0.97 | CYLINDRICAL RING | 700\153 | NONE | 700 | 1.3.6.1.4.1.14519.5.2.1.1706.8040.255681877557384677942448782391 | 1.3.6.1.4.1.14519.5.2.1.1706.8040.270264471643481141178407664384 | TCIA | 10.7937/K9/TCIA.2017.umz8dv6s
HNSCC-01-0172 | ORIGINAL | PT | 115 | 2002-11-24 | PET/CT HEAD & NECK CA | pet_ac_3d_H&N | 11 | GE MEDICAL SYSTEMS | Discovery RX | 41.04 | Positron Emission Tomography Image Storage | [9 empty] | FDG -- fluorodeoxyglucose | 446772352 | 6588 | 0.97 | CYLINDRICAL RING | 700\153 | NONE | 700 | 1.3.6.1.4.1.14519.5.2.1.1706.8040.255681877557384677942448782391 | 1.3.6.1.4.1.14519.5.2.1.1706.8040.280586191059928067809585088833 | TCIA | 10.7937/K9/TCIA.2017.umz8dv6s
HNSCC-01-0172 | ORIGINAL | PT | 115 | 2002-11-24 | PET/CT HEAD & NECK CA | PET_NO AC 3DIR_H&N | 10 | GE MEDICAL SYSTEMS | Discovery RX | 41.04 | Positron Emission Tomography Image Storage | [9 empty] | FDG -- fluorodeoxyglucose | 446772352 | 6588 | 0.97 | CYLINDRICAL RING | 700\153 | NONE | 700 | 1.3.6.1.4.1.14519.5.2.1.1706.8040.255681877557384677942448782391 | 1.3.6.1.4.1.14519.5.2.1.1706.8040.320574455269874328440691204053 | TCIA | 10.7937/K9/TCIA.2017.umz8dv6s
HNSCC-01-0172 | ORIGINAL | CT | 207 | 2002-11-24 | PET/CT HEAD & NECK CA | CT Atten soft | 2 | GE MEDICAL SYSTEMS | Discovery RX | 07MWHL36.4 | CT Image Storage | 120 | HELICAL MODE | 500 | 500 | 949.075 | 0 | CW | 566 | 27.5 | [8 empty] | 1.3.6.1.4.1.14519.5.2.1.1706.8040.255681877557384677942448782391 | 1.3.6.1.4.1.14519.5.2.1.1706.8040.515340998459788109914852842856 | TCIA | 10.7937/K9/TCIA.2017.umz8dv6s
HNSCC-01-0173 | ORIGINAL | PT | 167 | 2002-01-08 | PET/CT HEAD&NECK CA IN | PET_NO AC 3DIR | 4 | GE MEDICAL SYSTEMS | Discovery STE | 41.04 | Positron Emission Tomography Image Storage | [9 empty] | FDG -- fluorodeoxyglucose | 350480320 | 6588 | 0.97 | CYLINDRICAL RING | 700\153 | NONE | 700 | 1.3.6.1.4.1.14519.5.2.1.1706.8040.758375031876926919401435778919 | 1.3.6.1.4.1.14519.5.2.1.1706.8040.113698245967896725205232265517 | TCIA | 10.7937/K9/TCIA.2017.umz8dv6s
HNSCC-01-0173 | ORIGINAL | PT | 167 | 2002-01-08 | PET/CT HEAD&NECK CA IN | pet_ac_3d | 5 | GE MEDICAL SYSTEMS | Discovery STE | 41.04 | Positron Emission Tomography Image Storage | [9 empty] | FDG -- fluorodeoxyglucose | 350480320 | 6588 | 0.97 | CYLINDRICAL RING | 700\153 | NONE | 700 | 1.3.6.1.4.1.14519.5.2.1.1706.8040.758375031876926919401435778919 | 1.3.6.1.4.1.14519.5.2.1.1706.8040.209281026908163346271458057953 | TCIA | 10.7937/K9/TCIA.2017.umz8dv6s
HNSCC-01-0173 | ORIGINAL | PT | 127 | 2002-01-08 | PET/CT HEAD&NECK CA IN | PET_NAC_HEAD 3D | 10 | GE MEDICAL SYSTEMS | Discovery STE | 41.04 | Positron Emission Tomography Image Storage | [9 empty] | FDG -- fluorodeoxyglucose | 350480320 | 6588 | 0.97 | CYLINDRICAL RING | 700\153 | NONE | 700 | 1.3.6.1.4.1.14519.5.2.1.1706.8040.758375031876926919401435778919 | 1.3.6.1.4.1.14519.5.2.1.1706.8040.232156790329860720525180313915 | TCIA | 10.7937/K9/TCIA.2017.umz8dv6s
HNSCC-01-0173 | ORIGINAL | CT | 167 | 2002-01-08 | PET/CT HEAD&NECK CA IN | CT Atten Cor Head IN | 2 | GE MEDICAL SYSTEMS | Discovery STE | 07MWHL36.4 | CT Image Storage | 120 | HELICAL MODE | 500 | 500 | 949.075 | 0 | CW | 566 | 27.5 | [8 empty] | 1.3.6.1.4.1.14519.5.2.1.1706.8040.758375031876926919401435778919 | 1.3.6.1.4.1.14519.5.2.1.1706.8040.255787399759522508751099171646 | TCIA | 10.7937/K9/TCIA.2017.umz8dv6s
HNSCC-01-0173 | ORIGINAL | PT | 127 | 2002-01-08 | PET/CT HEAD&NECK CA IN | PET_AC_HEAD 3D | 11 | GE MEDICAL SYSTEMS | Discovery STE | 41.04 | Positron Emission Tomography Image Storage | [9 empty] | FDG -- fluorodeoxyglucose | 350480320 | 6588 | 0.97 | CYLINDRICAL RING | 700\153 | NONE | 700 | 1.3.6.1.4.1.14519.5.2.1.1706.8040.758375031876926919401435778919 | 1.3.6.1.4.1.14519.5.2.1.1706.8040.725447503509263867888863004967 | TCIA | 10.7937/K9/TCIA.2017.umz8dv6s
HNSCC-01-0173 | NULL | RTPLAN | 1 | 2002-03-03 | RT SIMULATION | NULL | 1 | ADAC | Pinnacle3 | 9.8 | RT Plan Storage | [17 empty] | 1.3.6.1.4.1.14519.5.2.1.1706.8040.140300334669170781995255405558 | 1.3.6.1.4.1.14519.5.2.1.1706.8040.122151582837220345203182592033 | TCIA | 10.7937/K9/TCIA.2017.umz8dv6s
HNSCC-01-0173 | NULL | RTSTRUCT | 1 | 2002-03-03 | RT SIMULATION | NULL | 1 | ADAC | Pinnacle3 | 9.8 | RT Structure Set Storage | [17 empty] | 1.3.6.1.4.1.14519.5.2.1.1706.8040.140300334669170781995255405558 | 1.3.6.1.4.1.14519.5.2.1.1706.8040.254105558028391654573629194909 | TCIA | 10.7937/K9/TCIA.2017.umz8dv6s
HNSCC-01-0173 | NULL | RTDOSE | 1 | 2002-03-03 | RT SIMULATION | NULL | 1 | ADAC | Pinnacle3 | 9.8 | RT Dose Storage | [17 empty] | 1.3.6.1.4.1.14519.5.2.1.1706.8040.140300334669170781995255405558 | 1.3.6.1.4.1.14519.5.2.1.1706.8040.639352035783322223899318104340 | TCIA | 10.7937/K9/TCIA.2017.umz8dv6s
HNSCC-01-0173 | ORIGINAL | CT | 154 | 2002-03-03 | RT SIMULATION | NULL | 3 | Philips | Mx8000 IDT 16 | 4.2.1 | CT Image Storage | 120 | HELIX | 500 | 500 |  | 0 | CW | [10 empty] | 1.3.6.1.4.1.14519.5.2.1.1706.8040.140300334669170781995255405558 | 1.3.6.1.4.1.14519.5.2.1.1706.8040.225201113771078669988273155092 | TCIA | 10.7937/K9/TCIA.2017.umz8dv6s
HNSCC-01-0173 | ORIGINAL | PT | 127 | 2002-07-24 | PET/CT HEAD & NECK CA | PET_AC_3D_FDG_H&N | 11 | GE MEDICAL SYSTEMS | Discovery RX | 41.04 | Positron Emission Tomography Image Storage | [9 empty] | FDG -- fluorodeoxyglucose | 427545888 | 6588 | 0.97 | CYLINDRICAL RING | 700\153 | NONE | 700 | 1.3.6.1.4.1.14519.5.2.1.1706.8040.188951374122048018618374854323 | 1.3.6.1.4.1.14519.5.2.1.1706.8040.228230137546729969402126542233 | TCIA | 10.7937/K9/TCIA.2017.umz8dv6s
HNSCC-01-0173 | ORIGINAL | CT | 207 | 2002-07-24 | PET/CT HEAD & NECK CA | CT Soft | 2 | GE MEDICAL SYSTEMS | Discovery RX | 07MWDVCT36.4 | CT Image Storage | 120 | HELICAL MODE | 500 | 500 | 949.075 | 0 | CW | 500 | 55 | [8 empty] | 1.3.6.1.4.1.14519.5.2.1.1706.8040.188951374122048018618374854323 | 1.3.6.1.4.1.14519.5.2.1.1706.8040.240704391097876334482812245141 | TCIA | 10.7937/K9/TCIA.2017.umz8dv6s
HNSCC-01-0173 | ORIGINAL | PT | 207 | 2002-07-24 | PET/CT HEAD & NECK CA | PET_NAC_3D_FDG | 4 | GE MEDICAL SYSTEMS | Discovery RX | 41.04 | Positron Emission Tomography Image Storage | [9 empty] | FDG -- fluorodeoxyglucose | 427545888 | 6588 | 0.97 | CYLINDRICAL RING | 700\153 | NONE | 700 | 1.3.6.1.4.1.14519.5.2.1.1706.8040.188951374122048018618374854323 | 1.3.6.1.4.1.14519.5.2.1.1706.8040.274093501523911251087824856748 | TCIA | 10.7937/K9/TCIA.2017.umz8dv6s
HNSCC-01-0173 | ORIGINAL | PT | 207 | 2002-07-24 | PET/CT HEAD & NECK CA | PET_AC_3D_FDG | 5 | GE MEDICAL SYSTEMS | Discovery RX | 41.04 | Positron Emission Tomography Image Storage | [9 empty] | FDG -- fluorodeoxyglucose | 427545888 | 6588 | 0.97 | CYLINDRICAL RING | 700\153 | NONE | 700 | 1.3.6.1.4.1.14519.5.2.1.1706.8040.188951374122048018618374854323 | 1.3.6.1.4.1.14519.5.2.1.1706.8040.340103982005810528528621594377 | TCIA | 10.7937/K9/TCIA.2017.umz8dv6s
HNSCC-01-0173 | ORIGINAL | PT | 127 | 2002-07-24 | PET/CT HEAD & NECK CA | 3D_FDG_H&N_NAC | 10 | GE MEDICAL SYSTEMS | Discovery RX | 41.04 | Positron Emission Tomography Image Storage | [9 empty] | FDG -- fluorodeoxyglucose | 427545888 | 6588 | 0.97 | CYLINDRICAL RING | 700\153 | NONE | 700 | 1.3.6.1.4.1.14519.5.2.1.1706.8040.188951374122048018618374854323 | 1.3.6.1.4.1.14519.5.2.1.1706.8040.370588871740223835357336902277 | TCIA | 10.7937/K9/TCIA.2017.umz8dv6s
HNSCC-01-0174 | ORIGINAL | PT | 207 | 2002-01-29 | PET/CT HEAD&NECK CA IN | PET_NO AC 3DIR | 4 | GE MEDICAL SYSTEMS | Discovery RX | 41.04 | Positron Emission Tomography Image Storage | [9 empty] | FDG -- fluorodeoxyglucose | 376917312 | 6588 | 0.97 | CYLINDRICAL RING | 700\153 | NONE | 700 | 1.3.6.1.4.1.14519.5.2.1.1706.8040.314452091852436133878259814448 | 1.3.6.1.4.1.14519.5.2.1.1706.8040.127482402256514325376091472758 | TCIA | 10.7937/K9/TCIA.2017.umz8dv6s
HNSCC-01-0174 | ORIGINAL | CT | 207 | 2002-01-29 | PET/CT HEAD&NECK CA IN | CT Atten soft | 2 | GE MEDICAL SYSTEMS | Discovery RX | 07MWHL36.4 | CT Image Storage | 120 | HELICAL MODE | 500 | 500 | 949.075 | 0 | CW | 566 | 27.5 | [8 empty] | 1.3.6.1.4.1.14519.5.2.1.1706.8040.314452091852436133878259814448 | 1.3.6.1.4.1.14519.5.2.1.1706.8040.137136651536332267738006074805 | TCIA | 10.7937/K9/TCIA.2017.umz8dv6s
HNSCC-01-0174 | ORIGINAL | PT | 87 | 2002-01-29 | PET/CT HEAD&NECK CA IN | PET_NO AC 3DIR | 10 | GE MEDICAL SYSTEMS | Discovery RX | 41.04 | Positron Emission Tomography Image Storage | [9 empty] | FDG -- fluorodeoxyglucose | 376917312 | 6588 | 0.97 | CYLINDRICAL RING | 700\153 | NONE | 700 | 1.3.6.1.4.1.14519.5.2.1.1706.8040.314452091852436133878259814448 | 1.3.6.1.4.1.14519.5.2.1.1706.8040.162970844860649094023587557172 | TCIA | 10.7937/K9/TCIA.2017.umz8dv6s
HNSCC-01-0174 | ORIGINAL | PT | 87 | 2002-01-29 | PET/CT HEAD&NECK CA IN | pet_ac_3d | 11 | GE MEDICAL SYSTEMS | Discovery RX | 41.04 | Positron Emission Tomography Image Storage | [9 empty] | FDG -- fluorodeoxyglucose | 376917312 | 6588 | 0.97 | CYLINDRICAL RING | 700\153 | NONE | 700 | 1.3.6.1.4.1.14519.5.2.1.1706.8040.314452091852436133878259814448 | 1.3.6.1.4.1.14519.5.2.1.1706.8040.168811278148665910612188922568 | TCIA | 10.7937/K9/TCIA.2017.umz8dv6s
HNSCC-01-0174 | ORIGINAL | PT | 207 | 2002-01-29 | PET/CT HEAD&NECK CA IN | pet_ac_3d | 5 | GE MEDICAL SYSTEMS | Discovery RX | 41.04 | Positron Emission Tomography Image Storage | [9 empty] | FDG -- fluorodeoxyglucose | 376917312 | 6588 | 0.97 | CYLINDRICAL RING | 700\153 | NONE | 700 | 1.3.6.1.4.1.14519.5.2.1.1706.8040.314452091852436133878259814448 | 1.3.6.1.4.1.14519.5.2.1.1706.8040.186500464408335632003404796499 | TCIA | 10.7937/K9/TCIA.2017.umz8dv6s
HNSCC-01-0174 | NULL | RTPLAN | 1 | 2002-04-16 | RT SIMULATION | NULL | 1 | ADAC | Pinnacle3 | 9.8 | RT Plan Storage | [17 empty] | 1.3.6.1.4.1.14519.5.2.1.1706.8040.635647380664699801124899845733 | 1.3.6.1.4.1.14519.5.2.1.1706.8040.126680449788373009176962031475 | TCIA | 10.7937/K9/TCIA.2017.umz8dv6s
HNSCC-01-0174 | NULL | RTDOSE | 1 | 2002-04-16 | RT SIMULATION | NULL | 1 | ADAC | Pinnacle3 | 9.8 | RT Dose Storage | [17 empty] | 1.3.6.1.4.1.14519.5.2.1.1706.8040.635647380664699801124899845733 | 1.3.6.1.4.1.14519.5.2.1.1706.8040.186066095626905239005494821922 | TCIA | 10.7937/K9/TCIA.2017.umz8dv6s
HNSCC-01-0174 | NULL | RTSTRUCT | 1 | 2002-04-16 | RT SIMULATION | NULL | 1 | ADAC | Pinnacle3 | 9.8 | RT Structure Set Storage | [17 empty] | 1.3.6.1.4.1.14519.5.2.1.1706.8040.635647380664699801124899845733 | 1.3.6.1.4.1.14519.5.2.1.1706.8040.753779685570401650945021149903 | TCIA | 10.7937/K9/TCIA.2017.umz8dv6s
HNSCC-01-0174 | ORIGINAL | CT | 174 | 2002-04-16 | RT SIMULATION | NULL | 3 | Philips | Brilliance 64 | 2.3.0 | CT Image Storage | 120 | HELIX | 500 | 500 |  | 0 | CW | [10 empty] | 1.3.6.1.4.1.14519.5.2.1.1706.8040.635647380664699801124899845733 | 1.3.6.1.4.1.14519.5.2.1.1706.8040.198795644362323287422283342011 | TCIA | 10.7937/K9/TCIA.2017.umz8dv6s
HNSCC-01-0174 | ORIGINAL | PT | 207 | 2002-07-23 | PET/CT HEAD & NECK CA | PET_NO AC 3DIR | 5 | GE MEDICAL SYSTEMS | Discovery RX | 41.04 | Positron Emission Tomography Image Storage | [9 empty] | FDG -- fluorodeoxyglucose | 402793760 | 6588 | 0.97 | CYLINDRICAL RING | 700\153 | NONE | 700 | 1.3.6.1.4.1.14519.5.2.1.1706.8040.173894349875753690409530609419 | 1.3.6.1.4.1.14519.5.2.1.1706.8040.115859630112176998686459241769 | TCIA | 10.7937/K9/TCIA.2017.umz8dv6s
HNSCC-01-0174 | ORIGINAL | PT | 111 | 2002-07-23 | PET/CT HEAD & NECK CA | PET_NO AC 3DIR_H&N | 11 | GE MEDICAL SYSTEMS | Discovery RX | 41.04 | Positron Emission Tomography Image Storage | [9 empty] | FDG -- fluorodeoxyglucose | 402793760 | 6588 | 0.97 | CYLINDRICAL RING | 700\153 | NONE | 700 | 1.3.6.1.4.1.14519.5.2.1.1706.8040.173894349875753690409530609419 | 1.3.6.1.4.1.14519.5.2.1.1706.8040.214090091020472083779721532763 | TCIA | 10.7937/K9/TCIA.2017.umz8dv6s
HNSCC-01-0174 | ORIGINAL | CT | 207 | 2002-07-23 | PET/CT HEAD & NECK CA | CT atten Soft | 3 | GE MEDICAL SYSTEMS | Discovery RX | 07MWHL36.4 | CT Image Storage | 120 | HELICAL MODE | 500 | 500 | 949.075 | 0 | CW | 566 | 27.5 | [8 empty] | 1.3.6.1.4.1.14519.5.2.1.1706.8040.173894349875753690409530609419 | 1.3.6.1.4.1.14519.5.2.1.1706.8040.227542980813537664134678379569 | TCIA | 10.7937/K9/TCIA.2017.umz8dv6s
HNSCC-01-0174 | ORIGINAL | PT | 111 | 2002-07-23 | PET/CT HEAD & NECK CA | pet_ac_3d_H&N | 12 | GE MEDICAL SYSTEMS | Discovery RX | 41.04 | Positron Emission Tomography Image Storage | [9 empty] | FDG -- fluorodeoxyglucose | 402793760 | 6588 | 0.97 | CYLINDRICAL RING | 700\153 | NONE | 700 | 1.3.6.1.4.1.14519.5.2.1.1706.8040.173894349875753690409530609419 | 1.3.6.1.4.1.14519.5.2.1.1706.8040.321737191537544447583742064591 | TCIA | 10.7937/K9/TCIA.2017.umz8dv6s
HNSCC-01-0174 | ORIGINAL | PT | 207 | 2002-07-23 | PET/CT HEAD & NECK CA | pet_ac_3d | 6 | GE MEDICAL SYSTEMS | Discovery RX | 41.04 | Positron Emission Tomography Image Storage | [9 empty] | FDG -- fluorodeoxyglucose | 402793760 | 6588 | 0.97 | CYLINDRICAL RING | 700\153 | NONE | 700 | 1.3.6.1.4.1.14519.5.2.1.1706.8040.173894349875753690409530609419 | 1.3.6.1.4.1.14519.5.2.1.1706.8040.715944182543057680253129149226 | TCIA | 10.7937/K9/TCIA.2017.umz8dv6s
HNSCC-01-0174 | DERIVED | CT | 124 | 2003-02-10 | CT THORAX W/CONTRAST | Reformatted | 201 | GE MEDICAL SYSTEMS | LightSpeed VCT | 07MW18.4 | CT Image Storage | 120 | HELICAL MODE | 500 |  | 949.075 |  | CW | 400 | [9 empty] | 1.3.6.1.4.1.14519.5.2.1.1706.8040.894449727597236235356800006356 | 1.3.6.1.4.1.14519.5.2.1.1706.8040.628617316345783419001644934818 | TCIA | 10.7937/K9/TCIA.2017.umz8dv6s
HNSCC-01-0174 | DERIVED | CT | 80 | 2003-02-10 | CT THORAX W/CONTRAST | Reformatted | 200 | GE MEDICAL SYSTEMS | LightSpeed VCT | 07MW18.4 | CT Image Storage | 120 | HELICAL MODE | 500 |  | 949.075 |  | CW | 400 | [9 empty] | 1.3.6.1.4.1.14519.5.2.1.1706.8040.894449727597236235356800006356 | 1.3.6.1.4.1.14519.5.2.1.1706.8040.762084132580385612407055648035 | TCIA | 10.7937/K9/TCIA.2017.umz8dv6s
HNSCC-01-0174 | ORIGINAL | CT | 136 | 2003-02-10 | CT THORAX W/CONTRAST | Recon 2: CHEST | 3 | GE MEDICAL SYSTEMS | LightSpeed VCT | 07MW18.4 | CT Image Storage | 120 | HELICAL MODE | 500 | 380 | 949.075 | 0 | CW | 400 | 39.375 | [8 empty] | 1.3.6.1.4.1.14519.5.2.1.1706.8040.894449727597236235356800006356 | 1.3.6.1.4.1.14519.5.2.1.1706.8040.125321682893155174482583947328 | TCIA | 10.7937/K9/TCIA.2017.umz8dv6s
HNSCC-01-0174 | ORIGINAL | CT | 136 | 2003-02-10 | CT THORAX W/CONTRAST | CHEST | 2 | GE MEDICAL SYSTEMS | LightSpeed VCT | 07MW18.4 | CT Image Storage | 120 | HELICAL MODE | 500 | 380 | 949.075 | 0 | CW | 400 | 39.375 | [8 empty] | 1.3.6.1.4.1.14519.5.2.1.1706.8040.894449727597236235356800006356 | 1.3.6.1.4.1.14519.5.2.1.1706.8040.216632708658675829100041525537 | TCIA | 10.7937/K9/TCIA.2017.umz8dv6s
HNSCC-01-0174 | ORIGINAL | CT | 2 | 2003-02-10 | CT THORAX W/CONTRAST | SCOUT | 1 | GE MEDICAL SYSTEMS | LightSpeed VCT | 07MW18.4 | CT Image Storage | 120 | SCOUT MODE | 500 |  | 949.075 | 0 | CW | 4070 | [9 empty] | 1.3.6.1.4.1.14519.5.2.1.1706.8040.894449727597236235356800006356 | 1.3.6.1.4.1.14519.5.2.1.1706.8040.510451669138803434531748048019 | TCIA | 10.7937/K9/TCIA.2017.umz8dv6s
HNSCC-01-0174 | ORIGINAL | CT | 273 | 2003-02-10 | CT, SOFT TISSUE NECK W | BONE | 3 | GE MEDICAL SYSTEMS | LightSpeed VCT | 07MW18.4 | CT Image Storage | 120 | HELICAL MODE | 500 | 250 | 949.075 | 0 | CW | 1000 | 27.5 | [8 empty] | 1.3.6.1.4.1.14519.5.2.1.1706.8040.256122051676816316977552390798 | 1.3.6.1.4.1.14519.5.2.1.1706.8040.113703362287021584717915586688 | TCIA | 10.7937/K9/TCIA.2017.umz8dv6s
HNSCC-01-0174 | ORIGINAL | CT | 273 | 2003-02-10 | CT, SOFT TISSUE NECK W | CONTRAST120CC@3CC/S,90S DELAY | 2 | GE MEDICAL SYSTEMS | LightSpeed VCT | 07MW18.4 | CT Image Storage | 120 | HELICAL MODE | 500 | 250 | 949.075 | 0 | CW | 1000 | 27.5 | [8 empty] | 1.3.6.1.4.1.14519.5.2.1.1706.8040.256122051676816316977552390798 | 1.3.6.1.4.1.14519.5.2.1.1706.8040.301931036320347979568374438218 | TCIA | 10.7937/K9/TCIA.2017.umz8dv6s
HNSCC-01-0174 | ORIGINAL | CT | 2 | 2003-02-10 | CT, SOFT TISSUE NECK W | SCOUT/NECK-ORAL/NASO W/CON | 1 | GE MEDICAL SYSTEMS | LightSpeed VCT | 07MW18.4 | CT Image Storage | 120 | SCOUT MODE | 500 |  | 949.075 | 0 | CW | 4570 | [9 empty] | 1.3.6.1.4.1.14519.5.2.1.1706.8040.256122051676816316977552390798 | 1.3.6.1.4.1.14519.5.2.1.1706.8040.312451231930928471234492815165 | TCIA | 10.7937/K9/TCIA.2017.umz8dv6s
HNSCC-01-0175 | ORIGINAL | CT | 223 | 2002-05-15 | PET/CT HEAD & NECK CA | CT Atten Cor Head In | 2 | GE MEDICAL SYSTEMS | Discovery ST | LightSpeedAppsdstm5_goc1_11D_R2.9N.IRIX646.5 | CT Image Storage | 120 | HELICAL MODE | 500 | 500 | 949.075 | 0 | CW | 675 | [9 empty] | 1.3.6.1.4.1.14519.5.2.1.1706.8040.491212144717256584011594974108 | 1.3.6.1.4.1.14519.5.2.1.1706.8040.290252723890477731921758793115 | TCIA | 10.7937/K9/TCIA.2017.umz8dv6s
HNSCC-01-0175 | NULL | RTPLAN | 1 | 2002-06-04 | RT SIMULATION | NULL | 1 | ADAC | Pinnacle3 | 9.8 | RT Plan Storage | [17 empty] | 1.3.6.1.4.1.14519.5.2.1.1706.8040.148646130612780622454927640000 | 1.3.6.1.4.1.14519.5.2.1.1706.8040.151149202736976770654506806876 | TCIA | 10.7937/K9/TCIA.2017.umz8dv6s
HNSCC-01-0175 | NULL | RTDOSE | 1 | 2002-06-04 | RT SIMULATION | NULL | 1 | ADAC | Pinnacle3 | 9.8 | RT Dose Storage | [17 empty] | 1.3.6.1.4.1.14519.5.2.1.1706.8040.148646130612780622454927640000 | 1.3.6.1.4.1.14519.5.2.1.1706.8040.276266374961926806986586005991 | TCIA | 10.7937/K9/TCIA.2017.umz8dv6s
HNSCC-01-0175 | NULL | RTSTRUCT | 1 | 2002-06-04 | RT SIMULATION | NULL | 1 | ADAC | Pinnacle3 | 9.8 | RT Structure Set Storage | [17 empty] | 1.3.6.1.4.1.14519.5.2.1.1706.8040.148646130612780622454927640000 | 1.3.6.1.4.1.14519.5.2.1.1706.8040.284835595416840418057193263696 | TCIA | 10.7937/K9/TCIA.2017.umz8dv6s
HNSCC-01-0175 | ORIGINAL | CT | 109 | 2002-06-04 | RT SIMULATION | NULL | 3 | Philips | Mx8000 IDT 16 | 4.2.1 | CT Image Storage | 120 | HELIX | 500 | 500 |  | 0 | CW | [10 empty] | 1.3.6.1.4.1.14519.5.2.1.1706.8040.148646130612780622454927640000 | 1.3.6.1.4.1.14519.5.2.1.1706.8040.999660959635723348150555791467 | TCIA | 10.7937/K9/TCIA.2017.umz8dv6s
HNSCC-01-0175 | ORIGINAL | CT | 207 | 2002-11-11 | PET/CT HEAD & NECK CA | CT Atten soft | 2 | GE MEDICAL SYSTEMS | Discovery RX | 07MWHL36.4 | CT Image Storage | 120 | HELICAL MODE | 500 | 500 | 949.075 | 0 | CW | 566 | 27.5 | [8 empty] | 1.3.6.1.4.1.14519.5.2.1.1706.8040.311065216422641129754969588696 | 1.3.6.1.4.1.14519.5.2.1.1706.8040.135625040697881201272054080958 | TCIA | 10.7937/K9/TCIA.2017.umz8dv6s
HNSCC-01-0175 | ORIGINAL | CT | 207 | 2002-11-11 | PET/CT HEAD & NECK CA | CT Atten Lung | 3 | GE MEDICAL SYSTEMS | Discovery RX | 07MWHL36.4 | CT Image Storage | 120 | HELICAL MODE | 500 | 500 | 949.075 | 0 | CW | 566 | 27.5 | [8 empty] | 1.3.6.1.4.1.14519.5.2.1.1706.8040.311065216422641129754969588696 | 1.3.6.1.4.1.14519.5.2.1.1706.8040.184390949770997107356022908257 | TCIA | 10.7937/K9/TCIA.2017.umz8dv6s
HNSCC-01-0175 | ORIGINAL | CT | 127 | 2002-11-11 | PET/CT HEAD & NECK CA | CT Atten Cor H&N | 7 | GE MEDICAL SYSTEMS | Discovery RX | 07MWHL36.4 | CT Image Storage | 100 | HELICAL MODE | 500 | 500 | 949.075 | 0 | CW | 566 | 27.5 | [8 empty] | 1.3.6.1.4.1.14519.5.2.1.1706.8040.311065216422641129754969588696 | 1.3.6.1.4.1.14519.5.2.1.1706.8040.190874041645297615950644569938 | TCIA | 10.7937/K9/TCIA.2017.umz8dv6s
HNSCC-01-0175 | ORIGINAL | PT | 207 | 2002-11-11 | PET/CT HEAD & NECK CA | PET_NO AC 3DIR | 4 | GE MEDICAL SYSTEMS | Discovery RX | 41.04 | Positron Emission Tomography Image Storage | [9 empty] | FDG -- fluorodeoxyglucose | 400210880 | 6588 | 0.97 | CYLINDRICAL RING | 700\153 | NONE | 700 | 1.3.6.1.4.1.14519.5.2.1.1706.8040.311065216422641129754969588696 | 1.3.6.1.4.1.14519.5.2.1.1706.8040.207472626299754621702373445172 | TCIA | 10.7937/K9/TCIA.2017.umz8dv6s
HNSCC-01-0175 | ORIGINAL | CT | 1 | 2002-11-11 | PET/CT HEAD & NECK CA | CT SCOUT HEAD IN | 1 | GE MEDICAL SYSTEMS | Discovery RX | 07MWHL36.4 | CT Image Storage | 120 | SCOUT MODE | 500 |  | 949.075 | 0 | CW | 9570 | [9 empty] | 1.3.6.1.4.1.14519.5.2.1.1706.8040.311065216422641129754969588696 | 1.3.6.1.4.1.14519.5.2.1.1706.8040.250537967351373415607892563760 | TCIA | 10.7937/K9/TCIA.2017.umz8dv6s
HNSCC-01-0175 | ORIGINAL | CT | 165 | 2002-11-11 | PET/CT HEAD & NECK CA | CT H&N Zoom | 8 | GE MEDICAL SYSTEMS | Discovery RX | 07MWHL36.4 | CT Image Storage | 100 | HELICAL MODE | 500 | 250 | 949.075 | 0 | CW | 530 | 27.5 | [8 empty] | 1.3.6.1.4.1.14519.5.2.1.1706.8040.311065216422641129754969588696 | 1.3.6.1.4.1.14519.5.2.1.1706.8040.251678629346331414359920038123 | TCIA | 10.7937/K9/TCIA.2017.umz8dv6s
HNSCC-01-0175 | ORIGINAL | PT | 127 | 2002-11-11 | PET/CT HEAD & NECK CA | PET_NO AC 3DIR_H&N | 10 | GE MEDICAL SYSTEMS | Discovery RX | 41.04 | Positron Emission Tomography Image Storage | [9 empty] | FDG -- fluorodeoxyglucose | 400210880 | 6588 | 0.97 | CYLINDRICAL RING | 700\153 | NONE | 700 | 1.3.6.1.4.1.14519.5.2.1.1706.8040.311065216422641129754969588696 | 1.3.6.1.4.1.14519.5.2.1.1706.8040.532860056436885293010470928638 | TCIA | 10.7937/K9/TCIA.2017.umz8dv6s
HNSCC-01-0175 | ORIGINAL | CT | 1 | 2002-11-11 | PET/CT HEAD & NECK CA | CT SCOUT H&N | 6 | GE MEDICAL SYSTEMS | Discovery RX | 07MWHL36.4 | CT Image Storage | 80 | SCOUT MODE | 500 |  | 949.075 | 0 | CW | 4072 | [9 empty] | 1.3.6.1.4.1.14519.5.2.1.1706.8040.311065216422641129754969588696 | 1.3.6.1.4.1.14519.5.2.1.1706.8040.862088661003935522749395721482 | TCIA | 10.7937/K9/TCIA.2017.umz8dv6s
HNSCC-01-0175 | ORIGINAL | CT | 165 | 2002-11-11 | PET/CT HEAD & NECK CA | Recon 3: CT Atten Cor H&N | 9 | GE MEDICAL SYSTEMS | Discovery RX | 07MWHL36.4 | CT Image Storage | 100 | HELICAL MODE | 500 | 250 | 949.075 | 0 | CW | 530 | 27.5 | [8 empty] | 1.3.6.1.4.1.14519.5.2.1.1706.8040.311065216422641129754969588696 | 1.3.6.1.4.1.14519.5.2.1.1706.8040.866741921714108753193232300818 | TCIA | 10.7937/K9/TCIA.2017.umz8dv6s
HNSCC-01-0175 | ORIGINAL | PT | 207 | 2002-11-11 | PET/CT HEAD & NECK CA | pet_ac_3d | 5 | GE MEDICAL SYSTEMS | Discovery RX | 41.04 | Positron Emission Tomography Image Storage | [9 empty] | FDG -- fluorodeoxyglucose | 400210880 | 6588 | 0.97 | CYLINDRICAL RING | 700\153 | NONE | 700 | 1.3.6.1.4.1.14519.5.2.1.1706.8040.311065216422641129754969588696 | 1.3.6.1.4.1.14519.5.2.1.1706.8040.907965490555551828406836927571 | TCIA | 10.7937/K9/TCIA.2017.umz8dv6s
HNSCC-01-0175 | ORIGINAL | PT | 127 | 2002-11-11 | PET/CT HEAD & NECK CA | pet_ac_3d_H&N | 11 | GE MEDICAL SYSTEMS | Discovery RX | 41.04 | Positron Emission Tomography Image Storage | [9 empty] | FDG -- fluorodeoxyglucose | 400210880 | 6588 | 0.97 | CYLINDRICAL RING | 700\153 | NONE | 700 | 1.3.6.1.4.1.14519.5.2.1.1706.8040.311065216422641129754969588696 | 1.3.6.1.4.1.14519.5.2.1.1706.8040.925352408850900983032363290227 | TCIA | 10.7937/K9/TCIA.2017.umz8dv6s
HNSCC-01-0176 | ORIGINAL | PT | 127 | 2002-05-12 | PET/CT HEAD & NECK CA | pet_ac_3d | 11 | GE MEDICAL SYSTEMS | Discovery RX | 41.04 | Positron Emission Tomography Image Storage | [9 empty] | FDG -- fluorodeoxyglucose | 322028256 | 6588 | 0.97 | CYLINDRICAL RING | 700\153 | NONE | 700 | 1.3.6.1.4.1.14519.5.2.1.1706.8040.258546009342744874144678001660 | 1.3.6.1.4.1.14519.5.2.1.1706.8040.117539466002999887626372396714 | TCIA | 10.7937/K9/TCIA.2017.umz8dv6s
HNSCC-01-0176 | ORIGINAL | PT | 127 | 2002-05-12 | PET/CT HEAD & NECK CA | PET_NO AC 3DIR | 10 | GE MEDICAL SYSTEMS | Discovery RX | 41.04 | Positron Emission Tomography Image Storage | [9 empty] | FDG -- fluorodeoxyglucose | 322028256 | 6588 | 0.97 | CYLINDRICAL RING | 700\153 | NONE | 700 | 1.3.6.1.4.1.14519.5.2.1.1706.8040.258546009342744874144678001660 | 1.3.6.1.4.1.14519.5.2.1.1706.8040.256859175281235991132224104689 | TCIA | 10.7937/K9/TCIA.2017.umz8dv6s
HNSCC-01-0176 | ORIGINAL | PT | 207 | 2002-05-12 | PET/CT HEAD & NECK CA | pet_ac_3d | 5 | GE MEDICAL SYSTEMS | Discovery RX | 41.04 | Positron Emission Tomography Image Storage | [9 empty] | FDG -- fluorodeoxyglucose | 322028256 | 6588 | 0.97 | CYLINDRICAL RING | 700\153 | NONE | 700 | 1.3.6.1.4.1.14519.5.2.1.1706.8040.258546009342744874144678001660 | 1.3.6.1.4.1.14519.5.2.1.1706.8040.284950923776014744567016011813 | TCIA | 10.7937/K9/TCIA.2017.umz8dv6s
HNSCC-01-0176 | ORIGINAL | CT | 207 | 2002-05-12 | PET/CT HEAD & NECK CA | CT Atten soft | 2 | GE MEDICAL SYSTEMS | Discovery RX | 07MWHL36.4 | CT Image Storage | 120 | HELICAL MODE | 500 | 500 | 949.075 | 0 | CW | 566 | 27.5 | [8 empty] | 1.3.6.1.4.1.14519.5.2.1.1706.8040.258546009342744874144678001660 | 1.3.6.1.4.1.14519.5.2.1.1706.8040.683928496438055954823953513562 | TCIA | 10.7937/K9/TCIA.2017.umz8dv6s
HNSCC-01-0176 | ORIGINAL | PT | 207 | 2002-05-12 | PET/CT HEAD & NECK CA | PET_NO AC 3DIR | 4 | GE MEDICAL SYSTEMS | Discovery RX | 41.04 | Positron Emission Tomography Image Storage | [9 empty] | FDG -- fluorodeoxyglucose | 322028256 | 6588 | 0.97 | CYLINDRICAL RING | 700\153 | NONE | 700 | 1.3.6.1.4.1.14519.5.2.1.1706.8040.258546009342744874144678001660 | 1.3.6.1.4.1.14519.5.2.1.1706.8040.849338944658689440921300366794 | TCIA | 10.7937/K9/TCIA.2017.umz8dv6s
HNSCC-01-0176 | NULL | RTPLAN | 1 | 2002-06-01 | RT SIMULATION | NULL | 1 | ADAC | Pinnacle3 | 9.8 | RT Plan Storage | [17 empty] | 1.3.6.1.4.1.14519.5.2.1.1706.8040.185550155490841432994606347813 | 1.3.6.1.4.1.14519.5.2.1.1706.8040.120111576192209374134091118884 | TCIA | 10.7937/K9/TCIA.2017.umz8dv6s
HNSCC-01-0176 | NULL | RTSTRUCT | 1 | 2002-06-01 | RT SIMULATION | NULL | 1 | ADAC | Pinnacle3 | 9.8 | RT Structure Set Storage | [17 empty] | 1.3.6.1.4.1.14519.5.2.1.1706.8040.120307635397950659265658244207 | 1.3.6.1.4.1.14519.5.2.1.1706.8040.276897558084711122636494246973 | TCIA | 10.7937/K9/TCIA.2017.umz8dv6s
HNSCC-01-0176 | NULL | RTDOSE | 1 | 2002-06-01 | RT SIMULATION | NULL | 1 | ADAC | Pinnacle3 | 9.8 | RT Dose Storage | [17 empty] | 1.3.6.1.4.1.14519.5.2.1.1706.8040.120307635397950659265658244207 | 1.3.6.1.4.1.14519.5.2.1.1706.8040.279793773343431742793651085154 | TCIA | 10.7937/K9/TCIA.2017.umz8dv6s
HNSCC-01-0176 | ORIGINAL | CT | 135 | 2002-06-01 | RT SIMULATION | NULL | 10 | GE MEDICAL SYSTEMS | NULL | NULL | CT Image Storage | [17 empty] | 1.3.6.1.4.1.14519.5.2.1.1706.8040.120307635397950659265658244207 | 1.3.6.1.4.1.14519.5.2.1.1706.8040.151938046710005478399883834598 | TCIA | 10.7937/K9/TCIA.2017.umz8dv6s
HNSCC-01-0176 | ORIGINAL | CT | 207 | 2002-09-09 | PET/CT HEAD & NECK CA | CT Atten Cor Head IN | 2 | GE MEDICAL SYSTEMS | Discovery STE | 07MWHL36.4 | CT Image Storage | 120 | HELICAL MODE | 500 | 500 | 949.075 | 0 | CW | 566 | 27.5 | [8 empty] | 1.3.6.1.4.1.14519.5.2.1.1706.8040.219282254170367633937780646527 | 1.3.6.1.4.1.14519.5.2.1.1706.8040.132460853340084971923464358644 | TCIA | 10.7937/K9/TCIA.2017.umz8dv6s
HNSCC-01-0176 | ORIGINAL | PT | 207 | 2002-09-09 | PET/CT HEAD & NECK CA | pet_ac_3d | 5 | GE MEDICAL SYSTEMS | Discovery STE | 41.04 | Positron Emission Tomography Image Storage | [9 empty] | FDG -- fluorodeoxyglucose | 445137728 | 6588 | 0.97 | CYLINDRICAL RING | 700\153 | NONE | 700 | 1.3.6.1.4.1.14519.5.2.1.1706.8040.219282254170367633937780646527 | 1.3.6.1.4.1.14519.5.2.1.1706.8040.221792512730830390628571704671 | TCIA | 10.7937/K9/TCIA.2017.umz8dv6s
HNSCC-01-0176 | ORIGINAL | PT | 207 | 2002-09-09 | PET/CT HEAD & NECK CA | PET_NO AC 3DIR | 4 | GE MEDICAL SYSTEMS | Discovery STE | 41.04 | Positron Emission Tomography Image Storage | [9 empty] | FDG -- fluorodeoxyglucose | 445137728 | 6588 | 0.97 | CYLINDRICAL RING | 700\153 | NONE | 700 | 1.3.6.1.4.1.14519.5.2.1.1706.8040.219282254170367633937780646527 | 1.3.6.1.4.1.14519.5.2.1.1706.8040.273244547428571405076387099029 | TCIA | 10.7937/K9/TCIA.2017.umz8dv6s
HNSCC-01-0176 | ORIGINAL | PT | 127 | 2002-09-09 | PET/CT HEAD & NECK CA | PET_NAC_HEAD 3D | 10 | GE MEDICAL SYSTEMS | Discovery STE | 41.04 | Positron Emission Tomography Image Storage | [9 empty] | FDG -- fluorodeoxyglucose | 445137728 | 6588 | 0.97 | CYLINDRICAL RING | 700\153 | NONE | 700 | 1.3.6.1.4.1.14519.5.2.1.1706.8040.219282254170367633937780646527 | 1.3.6.1.4.1.14519.5.2.1.1706.8040.326037084174703656277063994933 | TCIA | 10.7937/K9/TCIA.2017.umz8dv6s
HNSCC-01-0176 | ORIGINAL | PT | 127 | 2002-09-09 | PET/CT HEAD & NECK CA | PET_AC_HEAD 3D | 11 | GE MEDICAL SYSTEMS | Discovery STE | 41.04 | Positron Emission Tomography Image Storage | [9 empty] | FDG -- fluorodeoxyglucose | 445137728 | 6588 | 0.97 | CYLINDRICAL RING | 700\153 | NONE | 700 | 1.3.6.1.4.1.14519.5.2.1.1706.8040.219282254170367633937780646527 | 1.3.6.1.4.1.14519.5.2.1.1706.8040.781962612565620935296763894960 | TCIA | 10.7937/K9/TCIA.2017.umz8dv6s
HNSCC-01-0176 | ORIGINAL | CT | 40 | 2004-03-05 | CT HEAD & NECK W/CON | BONE | 5 | GE MEDICAL SYSTEMS | LightSpeed VCT | titan.31 | CT Image Storage | 120 | AXIAL MODE | 320 | 250 | 949.147 | -12.5 | CW | 1000 | [9 empty] | 1.3.6.1.4.1.14519.5.2.1.1706.8040.112774805040937687598897785342 | 1.3.6.1.4.1.14519.5.2.1.1706.8040.176143398282294015345968409265 | TCIA | 10.7937/K9/TCIA.2017.umz8dv6s
HNSCC-01-0176 | ORIGINAL | CT | 40 | 2004-03-05 | CT HEAD & NECK W/CON | ANGLES | 4 | GE MEDICAL SYSTEMS | LightSpeed VCT | titan.31 | CT Image Storage | 120 | AXIAL MODE | 320 | 250 | 949.147 | -12.5 | CW | 1000 | [9 empty] | 1.3.6.1.4.1.14519.5.2.1.1706.8040.112774805040937687598897785342 | 1.3.6.1.4.1.14519.5.2.1.1706.8040.192899726585173108667742055433 | TCIA | 10.7937/K9/TCIA.2017.umz8dv6s
HNSCC-01-0176 | ORIGINAL | CT | 2 | 2004-03-05 | CT HEAD & NECK W/CON | SCOUT/NECK-ORAL/NASO W/CON | 1 | GE MEDICAL SYSTEMS | LightSpeed VCT | titan.31 | CT Image Storage | 120 | SCOUT MODE | 500 |  | 949.147 | 0 | CW | 4576 | [9 empty] | 1.3.6.1.4.1.14519.5.2.1.1706.8040.112774805040937687598897785342 | 1.3.6.1.4.1.14519.5.2.1.1706.8040.275221863632386028471878740582 | TCIA | 10.7937/K9/TCIA.2017.umz8dv6s
HNSCC-01-0176 | ORIGINAL | CT | 305 | 2004-03-05 | CT HEAD & NECK W/CON | BONE | 3 | GE MEDICAL SYSTEMS | LightSpeed VCT | titan.31 | CT Image Storage | 120 | HELICAL MODE | 500 | 250 | 949.147 | 0 | CW | 1000 | 27.5 | [8 empty] | 1.3.6.1.4.1.14519.5.2.1.1706.8040.112774805040937687598897785342 | 1.3.6.1.4.1.14519.5.2.1.1706.8040.332585055459336001464892678433 | TCIA | 10.7937/K9/TCIA.2017.umz8dv6s
HNSCC-01-0176 | ORIGINAL | CT | 305 | 2004-03-05 | CT HEAD & NECK W/CON | CONTRAST120CC@3CC/S,90S DELAY | 2 | GE MEDICAL SYSTEMS | LightSpeed VCT | titan.31 | CT Image Storage | 120 | HELICAL MODE | 500 | 250 | 949.147 | 0 | CW | 1000 | 27.5 | [8 empty] | 1.3.6.1.4.1.14519.5.2.1.1706.8040.112774805040937687598897785342 | 1.3.6.1.4.1.14519.5.2.1.1706.8040.505275836615381382807957742210 | TCIA | 10.7937/K9/TCIA.2017.umz8dv6s
HNSCC-01-0176 | ORIGINAL | CT | 287 | 2004-03-05 | PET/CT LYMPHOMA RESTAG | CT Atten Cor Head IN | 2 | GE MEDICAL SYSTEMS | Discovery STE | dm09_hl2sp1.23 | CT Image Storage | 120 | HELICAL MODE | 500 | 500 | 949.075 | 0 | CW | 566 | 27.5 | [8 empty] | 1.3.6.1.4.1.14519.5.2.1.1706.8040.208814783340134797567698716391 | 1.3.6.1.4.1.14519.5.2.1.1706.8040.112845634538982819454107470945 | TCIA | 10.7937/K9/TCIA.2017.umz8dv6s
HNSCC-01-0176 | ORIGINAL | PT | 287 | 2004-03-05 | PET/CT LYMPHOMA RESTAG | PET_NO AC 3DIR | 4 | GE MEDICAL SYSTEMS | Discovery STE | 41.04 | Positron Emission Tomography Image Storage | [9 empty] | FDG -- fluorodeoxyglucose | 342906336 | 6588 | 0.97 | CYLINDRICAL RING | 700\153 | NONE | 700 | 1.3.6.1.4.1.14519.5.2.1.1706.8040.208814783340134797567698716391 | 1.3.6.1.4.1.14519.5.2.1.1706.8040.138497028524807908144460766300 | TCIA | 10.7937/K9/TCIA.2017.umz8dv6s
HNSCC-01-0176 | ORIGINAL | CT | 1 | 2004-03-05 | PET/CT LYMPHOMA RESTAG | CT SCOUT HEAD IN | 1 | GE MEDICAL SYSTEMS | Discovery STE | dm09_hl2sp1.23 | CT Image Storage | 120 | SCOUT MODE | 500 |  | 949.075 | 0 | CW | 11070 | [9 empty] | 1.3.6.1.4.1.14519.5.2.1.1706.8040.208814783340134797567698716391 | 1.3.6.1.4.1.14519.5.2.1.1706.8040.144584403548029656079370797473 | TCIA | 10.7937/K9/TCIA.2017.umz8dv6s
HNSCC-01-0176 | ORIGINAL | CT | 287 | 2004-03-05 | PET/CT LYMPHOMA RESTAG | CT Lung | 3 | GE MEDICAL SYSTEMS | Discovery STE | dm09_hl2sp1.23 | CT Image Storage | 120 | HELICAL MODE | 500 | 500 | 949.075 | 0 | CW | 566 | 27.5 | [8 empty] | 1.3.6.1.4.1.14519.5.2.1.1706.8040.208814783340134797567698716391 | 1.3.6.1.4.1.14519.5.2.1.1706.8040.232561116105798750764715170346 | TCIA | 10.7937/K9/TCIA.2017.umz8dv6s
HNSCC-01-0176 | ORIGINAL | PT | 287 | 2004-03-05 | PET/CT LYMPHOMA RESTAG | pet_ac_3d | 5 | GE MEDICAL SYSTEMS | Discovery STE | 41.04 | Positron Emission Tomography Image Storage | [9 empty] | FDG -- fluorodeoxyglucose | 342906336 | 6588 | 0.97 | CYLINDRICAL RING | 700\153 | NONE | 700 | 1.3.6.1.4.1.14519.5.2.1.1706.8040.208814783340134797567698716391 | 1.3.6.1.4.1.14519.5.2.1.1706.8040.329447589426523638877390153992 | TCIA | 10.7937/K9/TCIA.2017.umz8dv6s
HNSCC-01-0176 | NULL | RTDOSE | 1 | 2004-04-03 | RT SIMULATION | NULL | 1 | ADAC | Pinnacle3 | 9.8 | RT Dose Storage | [17 empty] | 1.3.6.1.4.1.14519.5.2.1.1706.8040.185550155490841432994606347813 | 1.3.6.1.4.1.14519.5.2.1.1706.8040.283706688235695548652958758695 | TCIA | 10.7937/K9/TCIA.2017.umz8dv6s
HNSCC-01-0176 | NULL | RTPLAN | 1 | 2004-04-03 | RT SIMULATION | NULL | 1 | ADAC | Pinnacle3 | 9.8 | RT Plan Storage | [17 empty] | 1.3.6.1.4.1.14519.5.2.1.1706.8040.120307635397950659265658244207 | 1.3.6.1.4.1.14519.5.2.1.1706.8040.318927873561297550085871997243 | TCIA | 10.7937/K9/TCIA.2017.umz8dv6s
HNSCC-01-0176 | NULL | RTSTRUCT | 1 | 2004-04-03 | RT SIMULATION | NULL | 1 | ADAC | Pinnacle3 | 9.8 | RT Structure Set Storage | [17 empty] | 1.3.6.1.4.1.14519.5.2.1.1706.8040.185550155490841432994606347813 | 1.3.6.1.4.1.14519.5.2.1.1706.8040.495627765798180127212172843515 | TCIA | 10.7937/K9/TCIA.2017.umz8dv6s
HNSCC-01-0176 | ORIGINAL | CT | 165 | 2004-04-03 | RT SIMULATION | NULL | 10 | GE MEDICAL SYSTEMS | NULL | NULL | CT Image Storage | [17 empty] | 1.3.6.1.4.1.14519.5.2.1.1706.8040.185550155490841432994606347813 | 1.3.6.1.4.1.14519.5.2.1.1706.8040.244362210503324723732795150571 | TCIA | 10.7937/K9/TCIA.2017.umz8dv6s
HNSCC-01-0177 | ORIGINAL | CT | 207 | 2002-04-30 | PET/CT HEAD&NECK CA IN | CT Atten soft | 2 | GE MEDICAL SYSTEMS | Discovery RX | 07MWHL36.4 | CT Image Storage | 120 | HELICAL MODE | 500 | 500 | 949.075 | 0 | CW | 566 | 27.5 | [8 empty] | 1.3.6.1.4.1.14519.5.2.1.1706.8040.122324838209990923468213927853 | 1.3.6.1.4.1.14519.5.2.1.1706.8040.187876326830008468788995974325 | TCIA | 10.7937/K9/TCIA.2017.umz8dv6s
HNSCC-01-0177 | NULL | RTPLAN | 1 | 2002-05-25 | RT SIMULATION | NULL | 1 | ADAC | Pinnacle3 | 9.8 | RT Plan Storage | [17 empty] | 1.3.6.1.4.1.14519.5.2.1.1706.8040.214617427969280315899864606190 | 1.3.6.1.4.1.14519.5.2.1.1706.8040.204398628704613697526212055968 | TCIA | 10.7937/K9/TCIA.2017.umz8dv6s
HNSCC-01-0177 | NULL | RTDOSE | 1 | 2002-05-25 | RT SIMULATION | NULL | 1 | ADAC | Pinnacle3 | 9.8 | RT Dose Storage | [17 empty] | 1.3.6.1.4.1.14519.5.2.1.1706.8040.214617427969280315899864606190 | 1.3.6.1.4.1.14519.5.2.1.1706.8040.249973999632096407863290880419 | TCIA | 10.7937/K9/TCIA.2017.umz8dv6s
HNSCC-01-0177 | NULL | RTSTRUCT | 1 | 2002-05-25 | RT SIMULATION | NULL | 1 | ADAC | Pinnacle3 | 9.8 | RT Structure Set Storage | [17 empty] | 1.3.6.1.4.1.14519.5.2.1.1706.8040.214617427969280315899864606190 | 1.3.6.1.4.1.14519.5.2.1.1706.8040.397560205316659647176871064343 | TCIA | 10.7937/K9/TCIA.2017.umz8dv6s
HNSCC-01-0177 | ORIGINAL | CT | 128 | 2002-05-25 | RT SIMULATION | NULL | 3 | Philips | Brilliance 64 | 2.3.0 | CT Image Storage | 120 | HELIX | 500 | 500 |  | 0 | CW | [10 empty] | 1.3.6.1.4.1.14519.5.2.1.1706.8040.214617427969280315899864606190 | 1.3.6.1.4.1.14519.5.2.1.1706.8040.725824337358188193212440696718 | TCIA | 10.7937/K9/TCIA.2017.umz8dv6s
HNSCC-01-0177 | ORIGINAL | CT | 247 | 2002-10-12 | PET/CT HEAD & NECK CA | CT Atten Cor Head IN | 2 | GE MEDICAL SYSTEMS | Discovery STE | 07MWHL36.4 | CT Image Storage | 120 | HELICAL MODE | 500 | 500 | 949.075 | 0 | CW | 566 | 27.5 | [8 empty] | 1.3.6.1.4.1.14519.5.2.1.1706.8040.629346245145109264167040313416 | 1.3.6.1.4.1.14519.5.2.1.1706.8040.617575434391453719973232195651 | TCIA | 10.7937/K9/TCIA.2017.umz8dv6s
HNSCC-01-0177 | ORIGINAL | PT | 127 | 2004-04-18 | PET/CT HEAD & NECK CA | pet_ac_3d_H&N | 11 | GE MEDICAL SYSTEMS | Discovery RX | 41.04 | Positron Emission Tomography Image Storage | [9 empty] | FDG -- fluorodeoxyglucose | 340634368 | 6588 | 0.97 | CYLINDRICAL RING | 700\153 | NONE | 700 | 1.3.6.1.4.1.14519.5.2.1.1706.8040.140425970330410927731162039780 | 1.3.6.1.4.1.14519.5.2.1.1706.8040.174299719081735979090139846999 | TCIA | 10.7937/K9/TCIA.2017.umz8dv6s
HNSCC-01-0177 | ORIGINAL | PT | 247 | 2004-04-18 | PET/CT HEAD & NECK CA | pet_ac_3d | 5 | GE MEDICAL SYSTEMS | Discovery RX | 41.04 | Positron Emission Tomography Image Storage | [9 empty] | FDG -- fluorodeoxyglucose | 340634368 | 6588 | 0.97 | CYLINDRICAL RING | 700\153 | NONE | 700 | 1.3.6.1.4.1.14519.5.2.1.1706.8040.140425970330410927731162039780 | 1.3.6.1.4.1.14519.5.2.1.1706.8040.180713893518027400305210792202 | TCIA | 10.7937/K9/TCIA.2017.umz8dv6s
HNSCC-01-0177 | ORIGINAL | CT | 1 | 2004-04-18 | PET/CT HEAD & NECK CA | CT SCOUT H&N | 6 | GE MEDICAL SYSTEMS | Discovery RX | dm09_hl2sp1.23 | CT Image Storage | 80 | SCOUT MODE | 500 |  | 949.075 | 0 | CW | 4072 | [9 empty] | 1.3.6.1.4.1.14519.5.2.1.1706.8040.140425970330410927731162039780 | 1.3.6.1.4.1.14519.5.2.1.1706.8040.186686680557940746989089553017 | TCIA | 10.7937/K9/TCIA.2017.umz8dv6s
HNSCC-01-0177 | ORIGINAL | CT | 127 | 2004-04-18 | PET/CT HEAD & NECK CA | CT Atten Cor H&N | 7 | GE MEDICAL SYSTEMS | Discovery RX | dm09_hl2sp1.23 | CT Image Storage | 100 | HELICAL MODE | 500 | 500 | 949.075 | 0 | CW | 566 | 27.5 | [8 empty] | 1.3.6.1.4.1.14519.5.2.1.1706.8040.140425970330410927731162039780 | 1.3.6.1.4.1.14519.5.2.1.1706.8040.197401820691083865966196840244 | TCIA | 10.7937/K9/TCIA.2017.umz8dv6s
HNSCC-01-0177 | ORIGINAL | CT | 247 | 2004-04-18 | PET/CT HEAD & NECK CA | CT Atten soft | 2 | GE MEDICAL SYSTEMS | Discovery RX | dm09_hl2sp1.23 | CT Image Storage | 120 | HELICAL MODE | 500 | 500 | 949.075 | 0 | CW | 566 | 27.5 | [8 empty] | 1.3.6.1.4.1.14519.5.2.1.1706.8040.140425970330410927731162039780 | 1.3.6.1.4.1.14519.5.2.1.1706.8040.233439218068007231349540288032 | TCIA | 10.7937/K9/TCIA.2017.umz8dv6s
HNSCC-01-0177 | ORIGINAL | CT | 165 | 2004-04-18 | PET/CT HEAD & NECK CA | Recon 3: CT Atten Cor H&N | 9 | GE MEDICAL SYSTEMS | Discovery RX | dm09_hl2sp1.23 | CT Image Storage | 100 | HELICAL MODE | 500 | 250 | 949.075 | 0 | CW | 530 | 27.5 | [8 empty] | 1.3.6.1.4.1.14519.5.2.1.1706.8040.140425970330410927731162039780 | 1.3.6.1.4.1.14519.5.2.1.1706.8040.240776092587474985145166318642 | TCIA | 10.7937/K9/TCIA.2017.umz8dv6s
HNSCC-01-0177 | ORIGINAL | CT | 165 | 2004-04-18 | PET/CT HEAD & NECK CA | CT H&N Zoom | 8 | GE MEDICAL SYSTEMS | Discovery RX | dm09_hl2sp1.23 | CT Image Storage | 100 | HELICAL MODE | 500 | 250 | 949.075 | 0 | CW | 530 | 27.5 | [8 empty] | 1.3.6.1.4.1.14519.5.2.1.1706.8040.140425970330410927731162039780 | 1.3.6.1.4.1.14519.5.2.1.1706.8040.298517432621788687735447260042 | TCIA | 10.7937/K9/TCIA.2017.umz8dv6s
HNSCC-01-0177 | ORIGINAL | PT | 247 | 2004-04-18 | PET/CT HEAD & NECK CA | PET_NO AC 3DIR | 4 | GE MEDICAL SYSTEMS | Discovery RX | 41.04 | Positron Emission Tomography Image Storage | [9 empty] | FDG -- fluorodeoxyglucose | 340634368 | 6588 | 0.97 | CYLINDRICAL RING | 700\153 | NONE | 700 | 1.3.6.1.4.1.14519.5.2.1.1706.8040.140425970330410927731162039780 | 1.3.6.1.4.1.14519.5.2.1.1706.8040.299320983231289615633311587630 | TCIA | 10.7937/K9/TCIA.2017.umz8dv6s
HNSCC-01-0177 | ORIGINAL | PT | 127 | 2004-04-18 | PET/CT HEAD & NECK CA | PET_NO AC 3DIR_H&N | 10 | GE MEDICAL SYSTEMS | Discovery RX | 41.04 | Positron Emission Tomography Image Storage | [9 empty] | FDG -- fluorodeoxyglucose | 340634368 | 6588 | 0.97 | CYLINDRICAL RING | 700\153 | NONE | 700 | 1.3.6.1.4.1.14519.5.2.1.1706.8040.140425970330410927731162039780 | 1.3.6.1.4.1.14519.5.2.1.1706.8040.308067835408794930096972076316 | TCIA | 10.7937/K9/TCIA.2017.umz8dv6s
HNSCC-01-0177 | ORIGINAL | CT | 247 | 2004-04-18 | PET/CT HEAD & NECK CA | CT Atten Lung | 3 | GE MEDICAL SYSTEMS | Discovery RX | dm09_hl2sp1.23 | CT Image Storage | 120 | HELICAL MODE | 500 | 500 | 949.075 | 0 | CW | 566 | 27.5 | [8 empty] | 1.3.6.1.4.1.14519.5.2.1.1706.8040.140425970330410927731162039780 | 1.3.6.1.4.1.14519.5.2.1.1706.8040.351917093851286116449588479269 | TCIA | 10.7937/K9/TCIA.2017.umz8dv6s
HNSCC-01-0177 | ORIGINAL | CT | 1 | 2004-04-18 | PET/CT HEAD & NECK CA | CT SCOUT HEAD IN | 1 | GE MEDICAL SYSTEMS | Discovery RX | dm09_hl2sp1.23 | CT Image Storage | 120 | SCOUT MODE | 500 |  | 949.075 | 0 | CW | 9070 | [9 empty] | 1.3.6.1.4.1.14519.5.2.1.1706.8040.140425970330410927731162039780 | 1.3.6.1.4.1.14519.5.2.1.1706.8040.872592592486055043526364358536 | TCIA | 10.7937/K9/TCIA.2017.umz8dv6s
HNSCC-01-0178 | ORIGINAL | CT | 259 | 2002-03-25 | OSF PET TUMOR IMAGING, MISCELLAN | CTAC HEAD IN TRANS TOMO | 2 | GE MEDICAL SYSTEMS | Discovery LS | LightSpeedAppsct_dst_dls_1.7_R2.9N.IRIX646.5 | CT Image Storage | 140 | HELICAL MODE | 500 | 500 | 949.075 | 0 | CW | 1121 | [9 empty] | 1.3.6.1.4.1.14519.5.2.1.1706.8040.524523428484956101361811002158 | 1.3.6.1.4.1.14519.5.2.1.1706.8040.219941061334008620172088271259 | TCIA | 10.7937/K9/TCIA.2017.umz8dv6s
HNSCC-01-0178 | NULL | RTSTRUCT | 1 | 2002-04-28 | RT SIMULATION | NULL | 1 | ADAC | Pinnacle3 | 9.8 | RT Structure Set Storage | [17 empty] | 1.3.6.1.4.1.14519.5.2.1.1706.8040.745737025992654174236516709827 | 1.3.6.1.4.1.14519.5.2.1.1706.8040.108011522939318136959340006220 | TCIA | 10.7937/K9/TCIA.2017.umz8dv6s
HNSCC-01-0178 | NULL | RTPLAN | 1 | 2002-04-28 | RT SIMULATION | NULL | 1 | ADAC | Pinnacle3 | 9.8 | RT Plan Storage | [17 empty] | 1.3.6.1.4.1.14519.5.2.1.1706.8040.745737025992654174236516709827 | 1.3.6.1.4.1.14519.5.2.1.1706.8040.186395651255882101718367333265 | TCIA | 10.7937/K9/TCIA.2017.umz8dv6s
HNSCC-01-0178 | NULL | RTDOSE | 1 | 2002-04-28 | RT SIMULATION | NULL | 1 | ADAC | Pinnacle3 | 9.8 | RT Dose Storage | [17 empty] | 1.3.6.1.4.1.14519.5.2.1.1706.8040.745737025992654174236516709827 | 1.3.6.1.4.1.14519.5.2.1.1706.8040.229327630643327671471031437383 | TCIA | 10.7937/K9/TCIA.2017.umz8dv6s
HNSCC-01-0178 | ORIGINAL | CT | 136 | 2002-04-28 | RT SIMULATION | NULL | 3 | Philips | Brilliance 64 | 2.3.0 | CT Image Storage | 120 | HELIX | 500 | 500 |  | 0 | CW | [10 empty] | 1.3.6.1.4.1.14519.5.2.1.1706.8040.745737025992654174236516709827 | 1.3.6.1.4.1.14519.5.2.1.1706.8040.223861477917847969102060343104 | TCIA | 10.7937/K9/TCIA.2017.umz8dv6s
HNSCC-01-0178 | ORIGINAL | CT | 207 | 2002-10-05 | PET/CT HEAD & NECK CA | CT Atten Cor Head IN | 2 | GE MEDICAL SYSTEMS | Discovery STE | 07MWHL36.4 | CT Image Storage | 120 | HELICAL MODE | 500 | 500 | 949.075 | 0 | CW | 566 | 27.5 | [8 empty] | 1.3.6.1.4.1.14519.5.2.1.1706.8040.240912687148396738152690456571 | 1.3.6.1.4.1.14519.5.2.1.1706.8040.326461581072250453663873292484 | TCIA | 10.7937/K9/TCIA.2017.umz8dv6s
HNSCC-01-0178 | ORIGINAL | CT | 1 | 2003-04-04 | PET/CT HEAD & NECK CA | CT SCOUT H&N | 11 | GE MEDICAL SYSTEMS | Discovery STE | dm09_hl2sp1.23 | CT Image Storage | 80 | SCOUT MODE | 500 |  | 949.075 | 0 | CW | 4072 | [9 empty] | 1.3.6.1.4.1.14519.5.2.1.1706.8040.127000759582727813969675099405 | 1.3.6.1.4.1.14519.5.2.1.1706.8040.131256557575292819422633366620 | TCIA | 10.7937/K9/TCIA.2017.umz8dv6s
HNSCC-01-0178 | ORIGINAL | PT | 207 | 2003-04-04 | PET/CT HEAD & NECK CA | pet_ac_3d | 10 | GE MEDICAL SYSTEMS | Discovery STE | 41.04 | Positron Emission Tomography Image Storage | [9 empty] | FDG -- fluorodeoxyglucose | 413490016 | 6588 | 0.97 | CYLINDRICAL RING | 700\153 | NONE | 700 | 1.3.6.1.4.1.14519.5.2.1.1706.8040.127000759582727813969675099405 | 1.3.6.1.4.1.14519.5.2.1.1706.8040.142221725564281486983567113246 | TCIA | 10.7937/K9/TCIA.2017.umz8dv6s
HNSCC-01-0178 | ORIGINAL | CT | 207 | 2003-04-04 | PET/CT HEAD & NECK CA | CT SOFT | 7 | GE MEDICAL SYSTEMS | Discovery STE | dm09_hl2sp1.23 | CT Image Storage | 120 | HELICAL MODE | 500 | 500 | 949.075 | 0 | CW | 566 | 27.5 | [8 empty] | 1.3.6.1.4.1.14519.5.2.1.1706.8040.127000759582727813969675099405 | 1.3.6.1.4.1.14519.5.2.1.1706.8040.155877567297153638362179110084 | TCIA | 10.7937/K9/TCIA.2017.umz8dv6s
HNSCC-01-0178 | ORIGINAL | PT | 1 | 2003-04-04 | PET/CT HEAD & NECK CA | pet_ac_3d | 5 | GE MEDICAL SYSTEMS | Discovery STE | 41.04 | Positron Emission Tomography Image Storage | [9 empty] | FDG -- fluorodeoxyglucose | 413490016 | 6588 | 0.97 | CYLINDRICAL RING | 700\153 | NONE | 700 | 1.3.6.1.4.1.14519.5.2.1.1706.8040.127000759582727813969675099405 | 1.3.6.1.4.1.14519.5.2.1.1706.8040.165246082346598857279555238800 | TCIA | 10.7937/K9/TCIA.2017.umz8dv6s
HNSCC-01-0178 | ORIGINAL | PT | 127 | 2003-04-04 | PET/CT HEAD & NECK CA | PET_NAC_HEAD 3D | 15 | GE MEDICAL SYSTEMS | Discovery STE | 41.04 | Positron Emission Tomography Image Storage | [9 empty] | FDG -- fluorodeoxyglucose | 413490016 | 6588 | 0.97 | CYLINDRICAL RING | 700\153 | NONE | 700 | 1.3.6.1.4.1.14519.5.2.1.1706.8040.127000759582727813969675099405 | 1.3.6.1.4.1.14519.5.2.1.1706.8040.182333226007960641704944544558 | TCIA | 10.7937/K9/TCIA.2017.umz8dv6s
HNSCC-01-0178 | ORIGINAL | CT | 165 | 2003-04-04 | PET/CT HEAD & NECK CA | CT Bone 25cm | 14 | GE MEDICAL SYSTEMS | Discovery STE | dm09_hl2sp1.23 | CT Image Storage | 100 | HELICAL MODE | 500 | 250 | 949.075 | 0 | CW | 530 | 27.5 | [8 empty] | 1.3.6.1.4.1.14519.5.2.1.1706.8040.127000759582727813969675099405 | 1.3.6.1.4.1.14519.5.2.1.1706.8040.230837845488534516873741185779 | TCIA | 10.7937/K9/TCIA.2017.umz8dv6s
HNSCC-01-0178 | ORIGINAL | PT | 207 | 2003-04-04 | PET/CT HEAD & NECK CA | PET_NO AC 3DIR | 9 | GE MEDICAL SYSTEMS | Discovery STE | 41.04 | Positron Emission Tomography Image Storage | [9 empty] | FDG -- fluorodeoxyglucose | 413490016 | 6588 | 0.97 | CYLINDRICAL RING | 700\153 | NONE | 700 | 1.3.6.1.4.1.14519.5.2.1.1706.8040.127000759582727813969675099405 | 1.3.6.1.4.1.14519.5.2.1.1706.8040.264702897188976187328645512864 | TCIA | 10.7937/K9/TCIA.2017.umz8dv6s
HNSCC-01-0178 | ORIGINAL | CT | 207 | 2003-04-04 | PET/CT HEAD & NECK CA | CTAC | 6 | GE MEDICAL SYSTEMS | Discovery STE | dm09_hl2sp1.23 | CT Image Storage | 120 | HELICAL MODE | 500 | 700 | 949.075 | 0 | CW | 609 | 27.5 | [8 empty] | 1.3.6.1.4.1.14519.5.2.1.1706.8040.127000759582727813969675099405 | 1.3.6.1.4.1.14519.5.2.1.1706.8040.283904149210577247552895128112 | TCIA | 10.7937/K9/TCIA.2017.umz8dv6s
HNSCC-01-0178 | ORIGINAL | CT | 165 | 2003-04-04 | PET/CT HEAD & NECK CA | CT std 25cm | 13 | GE MEDICAL SYSTEMS | Discovery STE | dm09_hl2sp1.23 | CT Image Storage | 100 | HELICAL MODE | 500 | 250 | 949.075 | 0 | CW | 530 | 27.5 | [8 empty] | 1.3.6.1.4.1.14519.5.2.1.1706.8040.127000759582727813969675099405 | 1.3.6.1.4.1.14519.5.2.1.1706.8040.297445138422140540433832412718 | TCIA | 10.7937/K9/TCIA.2017.umz8dv6s
HNSCC-01-0178 | ORIGINAL | PT | 127 | 2003-04-04 | PET/CT HEAD & NECK CA | PET_AC_HEAD 3D | 16 | GE MEDICAL SYSTEMS | Discovery STE | 41.04 | Positron Emission Tomography Image Storage | [9 empty] | FDG -- fluorodeoxyglucose | 413490016 | 6588 | 0.97 | CYLINDRICAL RING | 700\153 | NONE | 700 | 1.3.6.1.4.1.14519.5.2.1.1706.8040.127000759582727813969675099405 | 1.3.6.1.4.1.14519.5.2.1.1706.8040.312244268932811826905767897600 | TCIA | 10.7937/K9/TCIA.2017.umz8dv6s
HNSCC-01-0178 | ORIGINAL | CT | 207 | 2003-04-04 | PET/CT HEAD & NECK CA | CT Lung | 8 | GE MEDICAL SYSTEMS | Discovery STE | dm09_hl2sp1.23 | CT Image Storage | 120 | HELICAL MODE | 500 | 500 | 949.075 | 0 | CW | 566 | 27.5 | [8 empty] | 1.3.6.1.4.1.14519.5.2.1.1706.8040.127000759582727813969675099405 | 1.3.6.1.4.1.14519.5.2.1.1706.8040.316729628836832807920275375764 | TCIA | 10.7937/K9/TCIA.2017.umz8dv6s
HNSCC-01-0178 | ORIGINAL | CT | 127 | 2003-04-04 | PET/CT HEAD & NECK CA | CT Atten Cor H&N | 12 | GE MEDICAL SYSTEMS | Discovery STE | dm09_hl2sp1.23 | CT Image Storage | 100 | HELICAL MODE | 500 | 500 | 949.075 | 0 | CW | 566 | 27.5 | [8 empty] | 1.3.6.1.4.1.14519.5.2.1.1706.8040.127000759582727813969675099405 | 1.3.6.1.4.1.14519.5.2.1.1706.8040.770600150311129327958656343850 | TCIA | 10.7937/K9/TCIA.2017.umz8dv6s
HNSCC-01-0178 | ORIGINAL | CT | 1 | 2003-04-04 | PET/CT HEAD & NECK CA | CT SCOUT HEAD IN | 1 | GE MEDICAL SYSTEMS | Discovery STE | dm09_hl2sp1.23 | CT Image Storage | 120 | SCOUT MODE | 500 |  | 949.075 | 0 | CW | 9070 | [9 empty] | 1.3.6.1.4.1.14519.5.2.1.1706.8040.127000759582727813969675099405 | 1.3.6.1.4.1.14519.5.2.1.1706.8040.957967345047367229156518099567 | TCIA | 10.7937/K9/TCIA.2017.umz8dv6s
HNSCC-01-0179 | NULL | RTPLAN | 1 | 2002-05-20 | RT SIMULATION | NULL | 1 | ADAC | Pinnacle3 | 9.8 | RT Plan Storage | [17 empty] | 1.3.6.1.4.1.14519.5.2.1.1706.8040.263835431909748777753344857138 | 1.3.6.1.4.1.14519.5.2.1.1706.8040.151796961552652800323370590944 | TCIA | 10.7937/K9/TCIA.2017.umz8dv6s
HNSCC-01-0179 | NULL | RTDOSE | 1 | 2002-05-20 | RT SIMULATION | NULL | 1 | ADAC | Pinnacle3 | 9.8 | RT Dose Storage | [17 empty] | 1.3.6.1.4.1.14519.5.2.1.1706.8040.263835431909748777753344857138 | 1.3.6.1.4.1.14519.5.2.1.1706.8040.261348492111147068584191932230 | TCIA | 10.7937/K9/TCIA.2017.umz8dv6s
HNSCC-01-0179 | NULL | RTSTRUCT | 1 | 2002-05-20 | RT SIMULATION | NULL | 1 | ADAC | Pinnacle3 | 9.8 | RT Structure Set Storage | [17 empty] | 1.3.6.1.4.1.14519.5.2.1.1706.8040.263835431909748777753344857138 | 1.3.6.1.4.1.14519.5.2.1.1706.8040.533916054992518168849748001359 | TCIA | 10.7937/K9/TCIA.2017.umz8dv6s
HNSCC-01-0179 | ORIGINAL | CT | 85 | 2002-05-20 | RT SIMULATION | NULL | 3 | Philips | Brilliance 64 | 2.3.0 | CT Image Storage | 120 | HELIX | 500 | 500 |  | 0 | CW | [10 empty] | 1.3.6.1.4.1.14519.5.2.1.1706.8040.263835431909748777753344857138 | 1.3.6.1.4.1.14519.5.2.1.1706.8040.181163119818802768245152268234 | TCIA | 10.7937/K9/TCIA.2017.umz8dv6s
HNSCC-01-0179 | ORIGINAL | PT | 127 | 2002-05-28 | PET/CT HEAD&NECK CA IN | 3D_FDG_H&N_NAC | 10 | GE MEDICAL SYSTEMS | Discovery RX | 41.04 | Positron Emission Tomography Image Storage | [9 empty] | FDG -- fluorodeoxyglucose | 367124352 | 6588 | 0.97 | CYLINDRICAL RING | 700\153 | NONE | 700 | 1.3.6.1.4.1.14519.5.2.1.1706.8040.215849924237135455858394305168 | 1.3.6.1.4.1.14519.5.2.1.1706.8040.135046102495278672456050520741 | TCIA | 10.7937/K9/TCIA.2017.umz8dv6s
HNSCC-01-0179 | ORIGINAL | CT | 207 | 2002-05-28 | PET/CT HEAD&NECK CA IN | CT Soft | 2 | GE MEDICAL SYSTEMS | Discovery RX | 07MWDVCT36.4 | CT Image Storage | 120 | HELICAL MODE | 500 | 500 | 949.075 | 0 | CW | 500 | 55 | [8 empty] | 1.3.6.1.4.1.14519.5.2.1.1706.8040.215849924237135455858394305168 | 1.3.6.1.4.1.14519.5.2.1.1706.8040.142014144085365019108206394631 | TCIA | 10.7937/K9/TCIA.2017.umz8dv6s
HNSCC-01-0179 | ORIGINAL | PT | 207 | 2002-05-28 | PET/CT HEAD&NECK CA IN | PET_AC_3D_FDG | 5 | GE MEDICAL SYSTEMS | Discovery RX | 41.04 | Positron Emission Tomography Image Storage | [9 empty] | FDG -- fluorodeoxyglucose | 367124352 | 6588 | 0.97 | CYLINDRICAL RING | 700\153 | NONE | 700 | 1.3.6.1.4.1.14519.5.2.1.1706.8040.215849924237135455858394305168 | 1.3.6.1.4.1.14519.5.2.1.1706.8040.154314899387870363519473040407 | TCIA | 10.7937/K9/TCIA.2017.umz8dv6s
HNSCC-01-0179 | ORIGINAL | PT | 127 | 2002-05-28 | PET/CT HEAD&NECK CA IN | PET_AC_3D_FDG_H&N | 11 | GE MEDICAL SYSTEMS | Discovery RX | 41.04 | Positron Emission Tomography Image Storage | [9 empty] | FDG -- fluorodeoxyglucose | 367124352 | 6588 | 0.97 | CYLINDRICAL RING | 700\153 | NONE | 700 | 1.3.6.1.4.1.14519.5.2.1.1706.8040.215849924237135455858394305168 | 1.3.6.1.4.1.14519.5.2.1.1706.8040.290448834728336994910707328928 | TCIA | 10.7937/K9/TCIA.2017.umz8dv6s
HNSCC-01-0179 | ORIGINAL | PT | 207 | 2002-05-28 | PET/CT HEAD&NECK CA IN | PET_NAC_3D_FDG | 4 | GE MEDICAL SYSTEMS | Discovery RX | 41.04 | Positron Emission Tomography Image Storage | [9 empty] | FDG -- fluorodeoxyglucose | 367124352 | 6588 | 0.97 | CYLINDRICAL RING | 700\153 | NONE | 700 | 1.3.6.1.4.1.14519.5.2.1.1706.8040.215849924237135455858394305168 | 1.3.6.1.4.1.14519.5.2.1.1706.8040.308321014490669522302877535247 | TCIA | 10.7937/K9/TCIA.2017.umz8dv6s
HNSCC-01-0179 | ORIGINAL | PT | 127 | 2002-09-29 | PET/CT HEAD & NECK CA | PET_NO AC 3DIR_H&N | 10 | GE MEDICAL SYSTEMS | Discovery RX | 41.04 | Positron Emission Tomography Image Storage | [9 empty] | FDG -- fluorodeoxyglucose | 363932896 | 6588 | 0.97 | CYLINDRICAL RING | 700\153 | NONE | 700 | 1.3.6.1.4.1.14519.5.2.1.1706.8040.183277007819496134863901514227 | 1.3.6.1.4.1.14519.5.2.1.1706.8040.120042678902071492601601582228 | TCIA | 10.7937/K9/TCIA.2017.umz8dv6s
HNSCC-01-0179 | ORIGINAL | CT | 207 | 2002-09-29 | PET/CT HEAD & NECK CA | CT Atten soft | 2 | GE MEDICAL SYSTEMS | Discovery RX | 07MWHL36.4 | CT Image Storage | 120 | HELICAL MODE | 500 | 500 | 949.075 | 0 | CW | 566 | 27.5 | [8 empty] | 1.3.6.1.4.1.14519.5.2.1.1706.8040.183277007819496134863901514227 | 1.3.6.1.4.1.14519.5.2.1.1706.8040.215808482229865969141888337148 | TCIA | 10.7937/K9/TCIA.2017.umz8dv6s
HNSCC-01-0179 | ORIGINAL | PT | 207 | 2002-09-29 | PET/CT HEAD & NECK CA | PET_NO AC 3DIR | 4 | GE MEDICAL SYSTEMS | Discovery RX | 41.04 | Positron Emission Tomography Image Storage | [9 empty] | FDG -- fluorodeoxyglucose | 363932896 | 6588 | 0.97 | CYLINDRICAL RING | 700\153 | NONE | 700 | 1.3.6.1.4.1.14519.5.2.1.1706.8040.183277007819496134863901514227 | 1.3.6.1.4.1.14519.5.2.1.1706.8040.258387500618637123307304203659 | TCIA | 10.7937/K9/TCIA.2017.umz8dv6s
HNSCC-01-0179 | ORIGINAL | PT | 207 | 2002-09-29 | PET/CT HEAD & NECK CA | pet_ac_3d | 5 | GE MEDICAL SYSTEMS | Discovery RX | 41.04 | Positron Emission Tomography Image Storage | [9 empty] | FDG -- fluorodeoxyglucose | 363932896 | 6588 | 0.97 | CYLINDRICAL RING | 700\153 | NONE | 700 | 1.3.6.1.4.1.14519.5.2.1.1706.8040.183277007819496134863901514227 | 1.3.6.1.4.1.14519.5.2.1.1706.8040.302283434866461029818711350500 | TCIA | 10.7937/K9/TCIA.2017.umz8dv6s
HNSCC-01-0179 | ORIGINAL | PT | 127 | 2002-09-29 | PET/CT HEAD & NECK CA | pet_ac_3d_H&N | 11 | GE MEDICAL SYSTEMS | Discovery RX | 41.04 | Positron Emission Tomography Image Storage | [9 empty] | FDG -- fluorodeoxyglucose | 363932896 | 6588 | 0.97 | CYLINDRICAL RING | 700\153 | NONE | 700 | 1.3.6.1.4.1.14519.5.2.1.1706.8040.183277007819496134863901514227 | 1.3.6.1.4.1.14519.5.2.1.1706.8040.990582284442561812355033086001 | TCIA | 10.7937/K9/TCIA.2017.umz8dv6s
HNSCC-01-0179 | ORIGINAL | PT | 287 | 2005-06-27 | PET/CT HEAD & NECK CA | PET AC | 5 | GE MEDICAL SYSTEMS | Discovery STE | 41.04 | Positron Emission Tomography Image Storage | [9 empty] | FDG -- fluorodeoxyglucose | 382180064 | 6588 | 0.97 | CYLINDRICAL RING | 700\153 | NONE | 700 | 1.3.6.1.4.1.14519.5.2.1.1706.8040.325400200478384498240834505168 | 1.3.6.1.4.1.14519.5.2.1.1706.8040.141619131303903267480224355511 | TCIA | 10.7937/K9/TCIA.2017.umz8dv6s
HNSCC-01-0179 | ORIGINAL | CT | 287 | 2005-06-27 | PET/CT HEAD & NECK CA | CTAC | 2 | GE MEDICAL SYSTEMS | Discovery STE | dm09_hl2sp1.23 | CT Image Storage | 120 | HELICAL MODE | 500 | 700 | 949.075 | 0 | CW | 609 | 27.5 | [8 empty] | 1.3.6.1.4.1.14519.5.2.1.1706.8040.325400200478384498240834505168 | 1.3.6.1.4.1.14519.5.2.1.1706.8040.185924015812579723983796177010 | TCIA | 10.7937/K9/TCIA.2017.umz8dv6s
HNSCC-01-0179 | ORIGINAL | CT | 1 | 2005-06-27 | PET/CT HEAD & NECK CA | CT SCOUT HEAD IN | 1 | GE MEDICAL SYSTEMS | Discovery STE | dm09_hl2sp1.23 | CT Image Storage | 120 | SCOUT MODE | 500 |  | 949.075 | 0 | CW | 10570 | [9 empty] | 1.3.6.1.4.1.14519.5.2.1.1706.8040.325400200478384498240834505168 | 1.3.6.1.4.1.14519.5.2.1.1706.8040.190489499455683486994078298162 | TCIA | 10.7937/K9/TCIA.2017.umz8dv6s
HNSCC-01-0179 | ORIGINAL | PT | 287 | 2005-06-27 | PET/CT HEAD & NECK CA | PET NO AC | 6 | GE MEDICAL SYSTEMS | Discovery STE | 41.04 | Positron Emission Tomography Image Storage | [9 empty] | FDG -- fluorodeoxyglucose | 382180064 | 6588 | 0.97 | CYLINDRICAL RING | 700\153 | NONE | 700 | 1.3.6.1.4.1.14519.5.2.1.1706.8040.325400200478384498240834505168 | 1.3.6.1.4.1.14519.5.2.1.1706.8040.227590670516389257812519225046 | TCIA | 10.7937/K9/TCIA.2017.umz8dv6s
HNSCC-01-0179 | ORIGINAL | CT | 247 | 2005-06-27 | PET/CT HEAD & NECK CA | CT LUNG | 4 | GE MEDICAL SYSTEMS | Discovery STE | dm09_hl2sp1.23 | CT Image Storage | 120 | HELICAL MODE | 500 | 500 | 949.075 | 0 | CW | 566 | 27.5 | [8 empty] | 1.3.6.1.4.1.14519.5.2.1.1706.8040.325400200478384498240834505168 | 1.3.6.1.4.1.14519.5.2.1.1706.8040.275033448098736547019511510290 | TCIA | 10.7937/K9/TCIA.2017.umz8dv6s
HNSCC-01-0179 | ORIGINAL | CT | 287 | 2005-06-27 | PET/CT HEAD & NECK CA | CT SOFT | 3 | GE MEDICAL SYSTEMS | Discovery STE | dm09_hl2sp1.23 | CT Image Storage | 120 | HELICAL MODE | 500 | 500 | 949.075 | 0 | CW | 566 | 27.5 | [8 empty] | 1.3.6.1.4.1.14519.5.2.1.1706.8040.325400200478384498240834505168 | 1.3.6.1.4.1.14519.5.2.1.1706.8040.327455213090311649277362923097 | TCIA | 10.7937/K9/TCIA.2017.umz8dv6s
HNSCC-01-0180 | NULL | RTPLAN | 1 | 2002-05-15 | RT SIMULATION | NULL | 1 | ADAC | Pinnacle3 | 9.8 | RT Plan Storage | [17 empty] | 1.3.6.1.4.1.14519.5.2.1.1706.8040.146964829193755956787149179756 | 1.3.6.1.4.1.14519.5.2.1.1706.8040.140390157925234421596593554449 | TCIA | 10.7937/K9/TCIA.2017.umz8dv6s
HNSCC-01-0180 | NULL | RTDOSE | 1 | 2002-05-15 | RT SIMULATION | NULL | 1 | ADAC | Pinnacle3 | 9.8 | RT Dose Storage | [17 empty] | 1.3.6.1.4.1.14519.5.2.1.1706.8040.146964829193755956787149179756 | 1.3.6.1.4.1.14519.5.2.1.1706.8040.146719199295020063749746123260 | TCIA | 10.7937/K9/TCIA.2017.umz8dv6s
HNSCC-01-0180 | NULL | RTSTRUCT | 1 | 2002-05-15 | RT SIMULATION | NULL | 1 | ADAC | Pinnacle3 | 9.8 | RT Structure Set Storage | [17 empty] | 1.3.6.1.4.1.14519.5.2.1.1706.8040.146964829193755956787149179756 | 1.3.6.1.4.1.14519.5.2.1.1706.8040.369440072820845000928230157689 | TCIA | 10.7937/K9/TCIA.2017.umz8dv6s
HNSCC-01-0180 | ORIGINAL | CT | 156 | 2002-05-15 | RT SIMULATION | NULL | 3 | Philips | Mx8000 IDT 16 | 4.2.1 | CT Image Storage | 120 | HELIX | 500 | 500 |  | 0 | CW | [10 empty] | 1.3.6.1.4.1.14519.5.2.1.1706.8040.146964829193755956787149179756 | 1.3.6.1.4.1.14519.5.2.1.1706.8040.562779435307171693391147098866 | TCIA | 10.7937/K9/TCIA.2017.umz8dv6s
HNSCC-01-0180 | ORIGINAL | CT | 207 | 2002-05-21 | PET/CT HEAD&NECK CA IN | CT SOFT | 3 | GE MEDICAL SYSTEMS | Discovery STE | 07MWHL36.4 | CT Image Storage | 120 | HELICAL MODE | 500 | 500 | 949.075 | 0 | CW | 566 | 27.5 | [8 empty] | 1.3.6.1.4.1.14519.5.2.1.1706.8040.121391269173645657152811230663 | 1.3.6.1.4.1.14519.5.2.1.1706.8040.267840865009008789895883028414 | TCIA | 10.7937/K9/TCIA.2017.umz8dv6s
HNSCC-01-0180 | ORIGINAL | PT | 207 | 2002-05-21 | PET/CT HEAD&NECK CA IN | PET_NO AC 3DIR | 5 | GE MEDICAL SYSTEMS | Discovery STE | 41.04 | Positron Emission Tomography Image Storage | [9 empty] | FDG -- fluorodeoxyglucose | 353486752 | 6588 | 0.97 | CYLINDRICAL RING | 700\153 | NONE | 700 | 1.3.6.1.4.1.14519.5.2.1.1706.8040.121391269173645657152811230663 | 1.3.6.1.4.1.14519.5.2.1.1706.8040.304824944587318971299818257004 | TCIA | 10.7937/K9/TCIA.2017.umz8dv6s
HNSCC-01-0180 | ORIGINAL | PT | 127 | 2002-05-21 | PET/CT HEAD&NECK CA IN | PET_AC_HEAD 3D | 12 | GE MEDICAL SYSTEMS | Discovery STE | 41.04 | Positron Emission Tomography Image Storage | [9 empty] | FDG -- fluorodeoxyglucose | 353486752 | 6588 | 0.97 | CYLINDRICAL RING | 700\153 | NONE | 700 | 1.3.6.1.4.1.14519.5.2.1.1706.8040.121391269173645657152811230663 | 1.3.6.1.4.1.14519.5.2.1.1706.8040.628949804470124005301011004055 | TCIA | 10.7937/K9/TCIA.2017.umz8dv6s
HNSCC-01-0180 | ORIGINAL | PT | 207 | 2002-05-21 | PET/CT HEAD&NECK CA IN | pet_ac_3d | 6 | GE MEDICAL SYSTEMS | Discovery STE | 41.04 | Positron Emission Tomography Image Storage | [9 empty] | FDG -- fluorodeoxyglucose | 353486752 | 6588 | 0.97 | CYLINDRICAL RING | 700\153 | NONE | 700 | 1.3.6.1.4.1.14519.5.2.1.1706.8040.121391269173645657152811230663 | 1.3.6.1.4.1.14519.5.2.1.1706.8040.707106650207929406944166752915 | TCIA | 10.7937/K9/TCIA.2017.umz8dv6s
HNSCC-01-0180 | ORIGINAL | PT | 127 | 2002-05-21 | PET/CT HEAD&NECK CA IN | PET_NAC_HEAD 3D | 11 | GE MEDICAL SYSTEMS | Discovery STE | 41.04 | Positron Emission Tomography Image Storage | [9 empty] | FDG -- fluorodeoxyglucose | 353486752 | 6588 | 0.97 | CYLINDRICAL RING | 700\153 | NONE | 700 | 1.3.6.1.4.1.14519.5.2.1.1706.8040.121391269173645657152811230663 | 1.3.6.1.4.1.14519.5.2.1.1706.8040.770158588002377476359358187133 | TCIA | 10.7937/K9/TCIA.2017.umz8dv6s
HNSCC-01-0180 | ORIGINAL | PT | 127 | 2002-08-18 | PET/CT HEAD & NECK CA | PET_AC_HEAD 3D | 12 | GE MEDICAL SYSTEMS | Discovery STE | 41.04 | Positron Emission Tomography Image Storage | [9 empty] | FDG -- fluorodeoxyglucose | 279661216 | 6588 | 0.97 | CYLINDRICAL RING | 700\153 | NONE | 700 | 1.3.6.1.4.1.14519.5.2.1.1706.8040.262901503886818386668944740366 | 1.3.6.1.4.1.14519.5.2.1.1706.8040.125862565325004640912485042474 | TCIA | 10.7937/K9/TCIA.2017.umz8dv6s
HNSCC-01-0180 | ORIGINAL | PT | 207 | 2002-08-18 | PET/CT HEAD & NECK CA | PET_NO AC 3DIR | 5 | GE MEDICAL SYSTEMS | Discovery STE | 41.04 | Positron Emission Tomography Image Storage | [9 empty] | FDG -- fluorodeoxyglucose | 279661216 | 6588 | 0.97 | CYLINDRICAL RING | 700\153 | NONE | 700 | 1.3.6.1.4.1.14519.5.2.1.1706.8040.262901503886818386668944740366 | 1.3.6.1.4.1.14519.5.2.1.1706.8040.226114034381505709959840119976 | TCIA | 10.7937/K9/TCIA.2017.umz8dv6s
HNSCC-01-0180 | ORIGINAL | PT | 127 | 2002-08-18 | PET/CT HEAD & NECK CA | PET_NAC_HEAD 3D | 11 | GE MEDICAL SYSTEMS | Discovery STE | 41.04 | Positron Emission Tomography Image Storage | [9 empty] | FDG -- fluorodeoxyglucose | 279661216 | 6588 | 0.97 | CYLINDRICAL RING | 700\153 | NONE | 700 | 1.3.6.1.4.1.14519.5.2.1.1706.8040.262901503886818386668944740366 | 1.3.6.1.4.1.14519.5.2.1.1706.8040.428382145481920710124980597688 | TCIA | 10.7937/K9/TCIA.2017.umz8dv6s
HNSCC-01-0180 | ORIGINAL | PT | 207 | 2002-08-18 | PET/CT HEAD & NECK CA | pet_ac_3d | 6 | GE MEDICAL SYSTEMS | Discovery STE | 41.04 | Positron Emission Tomography Image Storage | [9 empty] | FDG -- fluorodeoxyglucose | 279661216 | 6588 | 0.97 | CYLINDRICAL RING | 700\153 | NONE | 700 | 1.3.6.1.4.1.14519.5.2.1.1706.8040.262901503886818386668944740366 | 1.3.6.1.4.1.14519.5.2.1.1706.8040.704111724065505397912311707741 | TCIA | 10.7937/K9/TCIA.2017.umz8dv6s
HNSCC-01-0180 | ORIGINAL | CT | 207 | 2002-08-18 | PET/CT HEAD & NECK CA | CT SOFT | 3 | GE MEDICAL SYSTEMS | Discovery STE | 07MWHL36.4 | CT Image Storage | 120 | HELICAL MODE | 500 | 500 | 949.075 | 0 | CW | 566 | 27.5 | [8 empty] | 1.3.6.1.4.1.14519.5.2.1.1706.8040.262901503886818386668944740366 | 1.3.6.1.4.1.14519.5.2.1.1706.8040.856661429458238481749999342423 | TCIA | 10.7937/K9/TCIA.2017.umz8dv6s
HNSCC-01-0181 | ORIGINAL | CT | 247 | 2002-05-20 | PET/CT HEAD&NECK CA IN | CT Atten soft | 2 | GE MEDICAL SYSTEMS | Discovery RX | 07MWHL36.4 | CT Image Storage | 120 | HELICAL MODE | 500 | 500 | 949.075 | 0 | CW | 566 | 27.5 | [8 empty] | 1.3.6.1.4.1.14519.5.2.1.1706.8040.181473536493950316600388887023 | 1.3.6.1.4.1.14519.5.2.1.1706.8040.177382090573928116192627191904 | TCIA | 10.7937/K9/TCIA.2017.umz8dv6s
HNSCC-01-0181 | ORIGINAL | PT | 127 | 2002-05-20 | PET/CT HEAD&NECK CA IN | pet_ac_3d | 11 | GE MEDICAL SYSTEMS | Discovery RX | 41.04 | Positron Emission Tomography Image Storage | [9 empty] | FDG -- fluorodeoxyglucose | 419568192 | 6588 | 0.97 | CYLINDRICAL RING | 700\153 | NONE | 700 | 1.3.6.1.4.1.14519.5.2.1.1706.8040.181473536493950316600388887023 | 1.3.6.1.4.1.14519.5.2.1.1706.8040.215644815691695192323327876724 | TCIA | 10.7937/K9/TCIA.2017.umz8dv6s
HNSCC-01-0181 | ORIGINAL | PT | 247 | 2002-05-20 | PET/CT HEAD&NECK CA IN | PET_NO AC 3DIR | 4 | GE MEDICAL SYSTEMS | Discovery RX | 41.04 | Positron Emission Tomography Image Storage | [9 empty] | FDG -- fluorodeoxyglucose | 419568192 | 6588 | 0.97 | CYLINDRICAL RING | 700\153 | NONE | 700 | 1.3.6.1.4.1.14519.5.2.1.1706.8040.181473536493950316600388887023 | 1.3.6.1.4.1.14519.5.2.1.1706.8040.264533878234556283657158857760 | TCIA | 10.7937/K9/TCIA.2017.umz8dv6s
HNSCC-01-0181 | ORIGINAL | PT | 247 | 2002-05-20 | PET/CT HEAD&NECK CA IN | pet_ac_3d | 5 | GE MEDICAL SYSTEMS | Discovery RX | 41.04 | Positron Emission Tomography Image Storage | [9 empty] | FDG -- fluorodeoxyglucose | 419568192 | 6588 | 0.97 | CYLINDRICAL RING | 700\153 | NONE | 700 | 1.3.6.1.4.1.14519.5.2.1.1706.8040.181473536493950316600388887023 | 1.3.6.1.4.1.14519.5.2.1.1706.8040.299636515744698320964731555554 | TCIA | 10.7937/K9/TCIA.2017.umz8dv6s
HNSCC-01-0181 | ORIGINAL | PT | 127 | 2002-05-20 | PET/CT HEAD&NECK CA IN | PET_NO AC 3DIR | 10 | GE MEDICAL SYSTEMS | Discovery RX | 41.04 | Positron Emission Tomography Image Storage | [9 empty] | FDG -- fluorodeoxyglucose | 419568192 | 6588 | 0.97 | CYLINDRICAL RING | 700\153 | NONE | 700 | 1.3.6.1.4.1.14519.5.2.1.1706.8040.181473536493950316600388887023 | 1.3.6.1.4.1.14519.5.2.1.1706.8040.605722097728796241311621282890 | TCIA | 10.7937/K9/TCIA.2017.umz8dv6s
HNSCC-01-0181 | NULL | RTPLAN | 1 | 2002-07-16 | RT SIMULATION | NULL | 1 | ADAC | Pinnacle3 | 9.8 | RT Plan Storage | [17 empty] | 1.3.6.1.4.1.14519.5.2.1.1706.8040.768858215218590222269225378661 | 1.3.6.1.4.1.14519.5.2.1.1706.8040.278679821456803178867852196215 | TCIA | 10.7937/K9/TCIA.2017.umz8dv6s
HNSCC-01-0181 | NULL | RTDOSE | 1 | 2002-07-16 | RT SIMULATION | NULL | 1 | ADAC | Pinnacle3 | 9.8 | RT Dose Storage | [17 empty] | 1.3.6.1.4.1.14519.5.2.1.1706.8040.768858215218590222269225378661 | 1.3.6.1.4.1.14519.5.2.1.1706.8040.502059421291198766962235458182 | TCIA | 10.7937/K9/TCIA.2017.umz8dv6s
HNSCC-01-0181 | NULL | RTSTRUCT | 1 | 2002-07-16 | RT SIMULATION | NULL | 1 | ADAC | Pinnacle3 | 9.8 | RT Structure Set Storage | [17 empty] | 1.3.6.1.4.1.14519.5.2.1.1706.8040.768858215218590222269225378661 | 1.3.6.1.4.1.14519.5.2.1.1706.8040.662472785105118389912238712394 | TCIA | 10.7937/K9/TCIA.2017.umz8dv6s
HNSCC-01-0181 | ORIGINAL | CT | 175 | 2002-07-16 | RT SIMULATION | NULL | 4 | Philips | Mx8000 IDT 16 | 4.2.1 | CT Image Storage | 120 | HELIX | 500 | 500 |  | 0 | CW | [10 empty] | 1.3.6.1.4.1.14519.5.2.1.1706.8040.768858215218590222269225378661 | 1.3.6.1.4.1.14519.5.2.1.1706.8040.335842813876453800942454606569 | TCIA | 10.7937/K9/TCIA.2017.umz8dv6s
HNSCC-01-0181 | DERIVED | CT | 150 | 2003-09-23 | CT THORAX W/CONTRAST | Reformatted | 200 | GE MEDICAL SYSTEMS | LightSpeed16 | 07MW11.10 | CT Image Storage | 120 | HELICAL MODE | 500 |  | 949.075 |  | CW | 725 | [9 empty] | 1.3.6.1.4.1.14519.5.2.1.1706.8040.480316204451488964381991741436 | 1.3.6.1.4.1.14519.5.2.1.1706.8040.159923906564253652415749620777 | TCIA | 10.7937/K9/TCIA.2017.umz8dv6s
HNSCC-01-0181 | DERIVED | CT | 121 | 2003-09-23 | CT THORAX W/CONTRAST | Reformatted | 201 | GE MEDICAL SYSTEMS | LightSpeed16 | 07MW11.10 | CT Image Storage | 120 | HELICAL MODE | 500 |  | 949.075 |  | CW | 725 | [9 empty] | 1.3.6.1.4.1.14519.5.2.1.1706.8040.480316204451488964381991741436 | 1.3.6.1.4.1.14519.5.2.1.1706.8040.228277058332447860117394411754 | TCIA | 10.7937/K9/TCIA.2017.umz8dv6s
HNSCC-01-0181 | ORIGINAL | CT | 2 | 2003-09-23 | CT THORAX W/CONTRAST | SCOUT | 1 | GE MEDICAL SYSTEMS | LightSpeed16 | 07MW11.10 | CT Image Storage | 120 | SCOUT MODE | 500 |  | 949.075 | 0 | CW | 4072 | [9 empty] | 1.3.6.1.4.1.14519.5.2.1.1706.8040.480316204451488964381991741436 | 1.3.6.1.4.1.14519.5.2.1.1706.8040.113730168807452928236580363244 | TCIA | 10.7937/K9/TCIA.2017.umz8dv6s
HNSCC-01-0181 | ORIGINAL | CT | 162 | 2003-09-23 | CT THORAX W/CONTRAST | CHEST | 2 | GE MEDICAL SYSTEMS | LightSpeed16 | 07MW11.10 | CT Image Storage | 120 | HELICAL MODE | 500 | 420 | 949.075 | 0 | CW | 725 | 18.75 | [8 empty] | 1.3.6.1.4.1.14519.5.2.1.1706.8040.480316204451488964381991741436 | 1.3.6.1.4.1.14519.5.2.1.1706.8040.186788045883206783918246761008 | TCIA | 10.7937/K9/TCIA.2017.umz8dv6s
HNSCC-01-0181 | ORIGINAL | CT | 162 | 2003-09-23 | CT THORAX W/CONTRAST | LUNG | 3 | GE MEDICAL SYSTEMS | LightSpeed16 | 07MW11.10 | CT Image Storage | 120 | HELICAL MODE | 500 | 420 | 949.075 | 0 | CW | 725 | 18.75 | [8 empty] | 1.3.6.1.4.1.14519.5.2.1.1706.8040.480316204451488964381991741436 | 1.3.6.1.4.1.14519.5.2.1.1706.8040.214302078837654958802119096294 | TCIA | 10.7937/K9/TCIA.2017.umz8dv6s
HNSCC-01-0181 | ORIGINAL | CT | 420 | 2003-09-23 | CT, MAXILLOFACIAL AREA | CONTRAST120CC@3CC/S,90S DELAY | 2 | GE MEDICAL SYSTEMS | LightSpeed16 | 07MW11.10 | CT Image Storage | 120 | HELICAL MODE | 250 | 250 | 949.075 | 0 | CW | 1090 | 13.75 | [8 empty] | 1.3.6.1.4.1.14519.5.2.1.1706.8040.410924245524268695238736915125 | 1.3.6.1.4.1.14519.5.2.1.1706.8040.164518821354811821017395172373 | TCIA | 10.7937/K9/TCIA.2017.umz8dv6s
HNSCC-01-0181 | ORIGINAL | CT | 420 | 2003-09-23 | CT, MAXILLOFACIAL AREA | BONE | 3 | GE MEDICAL SYSTEMS | LightSpeed16 | 07MW11.10 | CT Image Storage | 120 | HELICAL MODE | 250 | 250 | 949.075 | 0 | CW | 1090 | 13.75 | [8 empty] | 1.3.6.1.4.1.14519.5.2.1.1706.8040.410924245524268695238736915125 | 1.3.6.1.4.1.14519.5.2.1.1706.8040.289934819502873851730106160607 | TCIA | 10.7937/K9/TCIA.2017.umz8dv6s
HNSCC-01-0181 | ORIGINAL | CT | 2 | 2003-09-23 | CT, MAXILLOFACIAL AREA | Scout | 1 | GE MEDICAL SYSTEMS | LightSpeed16 | 07MW11.10 | CT Image Storage | 120 | SCOUT MODE | 500 |  | 949.075 | 0 | CW | 4821 | [9 empty] | 1.3.6.1.4.1.14519.5.2.1.1706.8040.410924245524268695238736915125 | 1.3.6.1.4.1.14519.5.2.1.1706.8040.335024093964091805228448288281 | TCIA | 10.7937/K9/TCIA.2017.umz8dv6s
HNSCC-01-0181 | ORIGINAL | CT | 206 | 2004-10-10 | CT CHEST/ABD/PELVIS | 5MM SOFT | 4 | GE MEDICAL SYSTEMS | LightSpeed VCT | gmp_vct.26 | CT Image Storage | 120 | HELICAL MODE | 500 | 420 | 949.147 | 0 | CW | 800 | 39.375 | [8 empty] | 1.3.6.1.4.1.14519.5.2.1.1706.8040.487668487280698415535230458431 | 1.3.6.1.4.1.14519.5.2.1.1706.8040.971392677331898117503414119836 | TCIA | 10.7937/K9/TCIA.2017.umz8dv6s
HNSCC-01-0182 | ORIGINAL | PT | 207 | 2002-05-01 | PET/CT HEAD&NECK CA IN | pet_ac_3d | 5 | GE MEDICAL SYSTEMS | Discovery RX | 41.04 | Positron Emission Tomography Image Storage | [9 empty] | FDG -- fluorodeoxyglucose | 351511808 | 6588 | 0.97 | CYLINDRICAL RING | 700\153 | NONE | 700 | 1.3.6.1.4.1.14519.5.2.1.1706.8040.163975151413938958058651766327 | 1.3.6.1.4.1.14519.5.2.1.1706.8040.116208947189281349369224837214 | TCIA | 10.7937/K9/TCIA.2017.umz8dv6s
HNSCC-01-0182 | ORIGINAL | PT | 127 | 2002-05-01 | PET/CT HEAD&NECK CA IN | pet_ac_3d | 11 | GE MEDICAL SYSTEMS | Discovery RX | 41.04 | Positron Emission Tomography Image Storage | [9 empty] | FDG -- fluorodeoxyglucose | 351511808 | 6588 | 0.97 | CYLINDRICAL RING | 700\153 | NONE | 700 | 1.3.6.1.4.1.14519.5.2.1.1706.8040.163975151413938958058651766327 | 1.3.6.1.4.1.14519.5.2.1.1706.8040.158624700839007385081383386708 | TCIA | 10.7937/K9/TCIA.2017.umz8dv6s
HNSCC-01-0182 | ORIGINAL | PT | 127 | 2002-05-01 | PET/CT HEAD&NECK CA IN | PET_NO AC 3DIR | 10 | GE MEDICAL SYSTEMS | Discovery RX | 41.04 | Positron Emission Tomography Image Storage | [9 empty] | FDG -- fluorodeoxyglucose | 351511808 | 6588 | 0.97 | CYLINDRICAL RING | 700\153 | NONE | 700 | 1.3.6.1.4.1.14519.5.2.1.1706.8040.163975151413938958058651766327 | 1.3.6.1.4.1.14519.5.2.1.1706.8040.187285704367108031907409777000 | TCIA | 10.7937/K9/TCIA.2017.umz8dv6s
HNSCC-01-0182 | ORIGINAL | PT | 207 | 2002-05-01 | PET/CT HEAD&NECK CA IN | PET_NO AC 3DIR | 4 | GE MEDICAL SYSTEMS | Discovery RX | 41.04 | Positron Emission Tomography Image Storage | [9 empty] | FDG -- fluorodeoxyglucose | 351511808 | 6588 | 0.97 | CYLINDRICAL RING | 700\153 | NONE | 700 | 1.3.6.1.4.1.14519.5.2.1.1706.8040.163975151413938958058651766327 | 1.3.6.1.4.1.14519.5.2.1.1706.8040.287420422477488735317534848366 | TCIA | 10.7937/K9/TCIA.2017.umz8dv6s
HNSCC-01-0182 | ORIGINAL | CT | 207 | 2002-05-01 | PET/CT HEAD&NECK CA IN | CT Atten soft | 2 | GE MEDICAL SYSTEMS | Discovery RX | 07MWHL36.4 | CT Image Storage | 120 | HELICAL MODE | 500 | 500 | 949.075 | 0 | CW | 566 | 27.5 | [8 empty] | 1.3.6.1.4.1.14519.5.2.1.1706.8040.163975151413938958058651766327 | 1.3.6.1.4.1.14519.5.2.1.1706.8040.420032960870061546373207135404 | TCIA | 10.7937/K9/TCIA.2017.umz8dv6s
HNSCC-01-0182 | NULL | RTSTRUCT | 1 | 2002-07-06 | RT SIMULATION | NULL | 1 | ADAC | Pinnacle3 | 9.8 | RT Structure Set Storage | [17 empty] | 1.3.6.1.4.1.14519.5.2.1.1706.8040.857411159573940525813317466174 | 1.3.6.1.4.1.14519.5.2.1.1706.8040.238405071387589313615994354222 | TCIA | 10.7937/K9/TCIA.2017.umz8dv6s
HNSCC-01-0182 | NULL | RTPLAN | 1 | 2002-07-06 | RT SIMULATION | NULL | 1 | ADAC | Pinnacle3 | 9.8 | RT Plan Storage | [17 empty] | 1.3.6.1.4.1.14519.5.2.1.1706.8040.857411159573940525813317466174 | 1.3.6.1.4.1.14519.5.2.1.1706.8040.283884009944015827317691343141 | TCIA | 10.7937/K9/TCIA.2017.umz8dv6s
HNSCC-01-0182 | NULL | RTDOSE | 1 | 2002-07-06 | RT SIMULATION | NULL | 1 | ADAC | Pinnacle3 | 9.8 | RT Dose Storage | [17 empty] | 1.3.6.1.4.1.14519.5.2.1.1706.8040.857411159573940525813317466174 | 1.3.6.1.4.1.14519.5.2.1.1706.8040.334673588175649967020105741206 | TCIA | 10.7937/K9/TCIA.2017.umz8dv6s
HNSCC-01-0182 | ORIGINAL | CT | 162 | 2002-07-06 | RT SIMULATION | NULL | 3 | Philips | Brilliance 64 | 2.3.0 | CT Image Storage | 120 | HELIX | 500 | 500 |  | 0 | CW | [10 empty] | 1.3.6.1.4.1.14519.5.2.1.1706.8040.857411159573940525813317466174 | 1.3.6.1.4.1.14519.5.2.1.1706.8040.323953752176214997902238307990 | TCIA | 10.7937/K9/TCIA.2017.umz8dv6s
HNSCC-01-0182 | ORIGINAL | CT | 207 | 2002-12-21 | PET/CT HEAD & NECK CA | CT Atten Cor Head IN | 2 | GE MEDICAL SYSTEMS | Discovery STE | 07MWHL36.4 | CT Image Storage | 120 | HELICAL MODE | 500 | 500 | 949.075 | 0 | CW | 566 | 27.5 | [8 empty] | 1.3.6.1.4.1.14519.5.2.1.1706.8040.753824901039836436876630505907 | 1.3.6.1.4.1.14519.5.2.1.1706.8040.135926730155183911595563396314 | TCIA | 10.7937/K9/TCIA.2017.umz8dv6s
HNSCC-01-0182 | ORIGINAL | PT | 207 | 2002-12-21 | PET/CT HEAD & NECK CA | PET_NO AC 3DIR | 4 | GE MEDICAL SYSTEMS | Discovery STE | 41.04 | Positron Emission Tomography Image Storage | [9 empty] | FDG -- fluorodeoxyglucose | 462221120 | 6588 | 0.97 | CYLINDRICAL RING | 700\153 | NONE | 700 | 1.3.6.1.4.1.14519.5.2.1.1706.8040.753824901039836436876630505907 | 1.3.6.1.4.1.14519.5.2.1.1706.8040.159589435070805605180504367498 | TCIA | 10.7937/K9/TCIA.2017.umz8dv6s
HNSCC-01-0182 | ORIGINAL | PT | 207 | 2002-12-21 | PET/CT HEAD & NECK CA | pet_ac_3d | 5 | GE MEDICAL SYSTEMS | Discovery STE | 41.04 | Positron Emission Tomography Image Storage | [9 empty] | FDG -- fluorodeoxyglucose | 462221120 | 6588 | 0.97 | CYLINDRICAL RING | 700\153 | NONE | 700 | 1.3.6.1.4.1.14519.5.2.1.1706.8040.753824901039836436876630505907 | 1.3.6.1.4.1.14519.5.2.1.1706.8040.215324284673803601175019260919 | TCIA | 10.7937/K9/TCIA.2017.umz8dv6s
HNSCC-01-0182 | ORIGINAL | PT | 115 | 2002-12-21 | PET/CT HEAD & NECK CA | PET_AC_HEAD 3D | 11 | GE MEDICAL SYSTEMS | Discovery STE | 41.04 | Positron Emission Tomography Image Storage | [9 empty] | FDG -- fluorodeoxyglucose | 462221120 | 6588 | 0.97 | CYLINDRICAL RING | 700\153 | NONE | 700 | 1.3.6.1.4.1.14519.5.2.1.1706.8040.753824901039836436876630505907 | 1.3.6.1.4.1.14519.5.2.1.1706.8040.222196724927321697341269804619 | TCIA | 10.7937/K9/TCIA.2017.umz8dv6s
HNSCC-01-0182 | ORIGINAL | PT | 115 | 2002-12-21 | PET/CT HEAD & NECK CA | PET_NAC_HEAD 3D | 10 | GE MEDICAL SYSTEMS | Discovery STE | 41.04 | Positron Emission Tomography Image Storage | [9 empty] | FDG -- fluorodeoxyglucose | 462221120 | 6588 | 0.97 | CYLINDRICAL RING | 700\153 | NONE | 700 | 1.3.6.1.4.1.14519.5.2.1.1706.8040.753824901039836436876630505907 | 1.3.6.1.4.1.14519.5.2.1.1706.8040.252146537826487089025911599851 | TCIA | 10.7937/K9/TCIA.2017.umz8dv6s
HNSCC-01-0183 | ORIGINAL | PT | 311 | 2002-04-28 | OSF PET TUMOR IMAGING, MISCELLAN | PET AC 2D | 1 | GE MEDICAL SYSTEMS | Discovery ST | 36.14 | Positron Emission Tomography Image Storage | [9 empty] | FDG -- fluorodeoxyglucose | 591255232 | 6588 | 0.97 | CYLINDRICAL RING | 700\157 | RING | 700 | 1.3.6.1.4.1.14519.5.2.1.1706.8040.175550966347599631881967888046 | 1.3.6.1.4.1.14519.5.2.1.1706.8040.114377494769287527455844604371 | TCIA | 10.7937/K9/TCIA.2017.umz8dv6s
HNSCC-01-0183 | ORIGINAL | CT | 311 | 2002-04-28 | OSF PET TUMOR IMAGING, MISCELLAN | CTAC | 2 | GE MEDICAL SYSTEMS | Discovery ST | LightSpeedverrel | CT Image Storage | 140 | HELICAL MODE | 500 | 500 | 949.075 | 0 | CW | 826 | [9 empty] | 1.3.6.1.4.1.14519.5.2.1.1706.8040.175550966347599631881967888046 | 1.3.6.1.4.1.14519.5.2.1.1706.8040.165929711859314514554069760388 | TCIA | 10.7937/K9/TCIA.2017.umz8dv6s
HNSCC-01-0183 | NULL | RTSTRUCT | 1 | 2002-07-01 | RT SIMULATION | NULL | 1 | ADAC | Pinnacle3 | 9.8 | RT Structure Set Storage | [17 empty] | 1.3.6.1.4.1.14519.5.2.1.1706.8040.267864856856554718011039237569 | 1.3.6.1.4.1.14519.5.2.1.1706.8040.128199531495540850456593344262 | TCIA | 10.7937/K9/TCIA.2017.umz8dv6s
HNSCC-01-0183 | NULL | RTPLAN | 1 | 2002-07-01 | RT SIMULATION | NULL | 1 | ADAC | Pinnacle3 | 9.8 | RT Plan Storage | [17 empty] | 1.3.6.1.4.1.14519.5.2.1.1706.8040.267864856856554718011039237569 | 1.3.6.1.4.1.14519.5.2.1.1706.8040.213646993620254656491254659431 | TCIA | 10.7937/K9/TCIA.2017.umz8dv6s
HNSCC-01-0183 | NULL | RTDOSE | 1 | 2002-07-01 | RT SIMULATION | NULL | 1 | ADAC | Pinnacle3 | 9.8 | RT Dose Storage | [17 empty] | 1.3.6.1.4.1.14519.5.2.1.1706.8040.267864856856554718011039237569 | 1.3.6.1.4.1.14519.5.2.1.1706.8040.312672018238374391036406865970 | TCIA | 10.7937/K9/TCIA.2017.umz8dv6s
HNSCC-01-0183 | ORIGINAL | CT | 152 | 2002-07-01 | RT SIMULATION | NULL | 3 | Philips | Mx8000 IDT 16 | 4.2.1 | CT Image Storage | 120 | HELIX | 500 | 500 |  | 0 | CW | [10 empty] | 1.3.6.1.4.1.14519.5.2.1.1706.8040.267864856856554718011039237569 | 1.3.6.1.4.1.14519.5.2.1.1706.8040.131701734710063878151018083360 | TCIA | 10.7937/K9/TCIA.2017.umz8dv6s
HNSCC-01-0183 | ORIGINAL | PT | 127 | 2002-12-02 | PET/CT HEAD&NECK CA IN | PET_AC_3D_FDG_H&N | 11 | GE MEDICAL SYSTEMS | Discovery RX | 41.04 | Positron Emission Tomography Image Storage | [9 empty] | FDG -- fluorodeoxyglucose | 290826112 | 6588 | 0.97 | CYLINDRICAL RING | 700\153 | NONE | 700 | 1.3.6.1.4.1.14519.5.2.1.1706.8040.235948491054298577227998510743 | 1.3.6.1.4.1.14519.5.2.1.1706.8040.101022475682717647797384403065 | TCIA | 10.7937/K9/TCIA.2017.umz8dv6s
HNSCC-01-0183 | ORIGINAL | PT | 207 | 2002-12-02 | PET/CT HEAD&NECK CA IN | PET_AC_3D_FDG | 5 | GE MEDICAL SYSTEMS | Discovery RX | 41.04 | Positron Emission Tomography Image Storage | [9 empty] | FDG -- fluorodeoxyglucose | 290826112 | 6588 | 0.97 | CYLINDRICAL RING | 700\153 | NONE | 700 | 1.3.6.1.4.1.14519.5.2.1.1706.8040.235948491054298577227998510743 | 1.3.6.1.4.1.14519.5.2.1.1706.8040.177245765950443293393438557806 | TCIA | 10.7937/K9/TCIA.2017.umz8dv6s
HNSCC-01-0183 | ORIGINAL | PT | 207 | 2002-12-02 | PET/CT HEAD&NECK CA IN | PET_NAC_3D_FDG | 4 | GE MEDICAL SYSTEMS | Discovery RX | 41.04 | Positron Emission Tomography Image Storage | [9 empty] | FDG -- fluorodeoxyglucose | 290826112 | 6588 | 0.97 | CYLINDRICAL RING | 700\153 | NONE | 700 | 1.3.6.1.4.1.14519.5.2.1.1706.8040.235948491054298577227998510743 | 1.3.6.1.4.1.14519.5.2.1.1706.8040.202672771815696560924446404631 | TCIA | 10.7937/K9/TCIA.2017.umz8dv6s
HNSCC-01-0183 | ORIGINAL | CT | 207 | 2002-12-02 | PET/CT HEAD&NECK CA IN | CT Soft | 2 | GE MEDICAL SYSTEMS | Discovery RX | 07MWDVCT36.4 | CT Image Storage | 120 | HELICAL MODE | 500 | 500 | 949.075 | 0 | CW | 500 | 55 | [8 empty] | 1.3.6.1.4.1.14519.5.2.1.1706.8040.235948491054298577227998510743 | 1.3.6.1.4.1.14519.5.2.1.1706.8040.208689673817513707421886402577 | TCIA | 10.7937/K9/TCIA.2017.umz8dv6s
HNSCC-01-0183 | ORIGINAL | PT | 127 | 2002-12-02 | PET/CT HEAD&NECK CA IN | 3D_FDG_H&N_NAC | 10 | GE MEDICAL SYSTEMS | Discovery RX | 41.04 | Positron Emission Tomography Image Storage | [9 empty] | FDG -- fluorodeoxyglucose | 290826112 | 6588 | 0.97 | CYLINDRICAL RING | 700\153 | NONE | 700 | 1.3.6.1.4.1.14519.5.2.1.1706.8040.235948491054298577227998510743 | 1.3.6.1.4.1.14519.5.2.1.1706.8040.234445559566676315642552441160 | TCIA | 10.7937/K9/TCIA.2017.umz8dv6s
HNSCC-01-0183 | ORIGINAL | CT | 80 | 2004-05-10 | CT, SOFT TISSUE NECK W | ANGLED ORAL, 20 DEG W/IV | 4 | GE MEDICAL SYSTEMS | LightSpeed16 | 07MW11.10 | CT Image Storage | 120 | AXIAL MODE | 250 | 250 | 949.075 | -18 | CW | 1000 | [9 empty] | 1.3.6.1.4.1.14519.5.2.1.1706.8040.469232187857913092344571791195 | 1.3.6.1.4.1.14519.5.2.1.1706.8040.141158643808269281136721128626 | TCIA | 10.7937/K9/TCIA.2017.umz8dv6s
HNSCC-01-0183 | ORIGINAL | CT | 2 | 2004-05-10 | CT, SOFT TISSUE NECK W | Scout | 1 | GE MEDICAL SYSTEMS | LightSpeed16 | 07MW11.10 | CT Image Storage | 120 | SCOUT MODE | 500 |  | 949.075 | 0 | CW | 4572 | [9 empty] | 1.3.6.1.4.1.14519.5.2.1.1706.8040.469232187857913092344571791195 | 1.3.6.1.4.1.14519.5.2.1.1706.8040.154093977500194889352516541220 | TCIA | 10.7937/K9/TCIA.2017.umz8dv6s
HNSCC-01-0183 | ORIGINAL | CT | 260 | 2004-05-10 | CT, SOFT TISSUE NECK W | CONTRAST120CC@3CC/S,90S DELAY | 2 | GE MEDICAL SYSTEMS | LightSpeed16 | 07MW11.10 | CT Image Storage | 120 | HELICAL MODE | 250 | 250 | 949.075 | 0 | CW | 1489 | 9.375 | [8 empty] | 1.3.6.1.4.1.14519.5.2.1.1706.8040.469232187857913092344571791195 | 1.3.6.1.4.1.14519.5.2.1.1706.8040.239467575260585830610184019900 | TCIA | 10.7937/K9/TCIA.2017.umz8dv6s
HNSCC-01-0183 | ORIGINAL | CT | 260 | 2004-05-10 | CT, SOFT TISSUE NECK W | BONE | 3 | GE MEDICAL SYSTEMS | LightSpeed16 | 07MW11.10 | CT Image Storage | 120 | HELICAL MODE | 250 | 250 | 949.075 | 0 | CW | 1489 | 9.375 | [8 empty] | 1.3.6.1.4.1.14519.5.2.1.1706.8040.469232187857913092344571791195 | 1.3.6.1.4.1.14519.5.2.1.1706.8040.255953345442784067075161333890 | TCIA | 10.7937/K9/TCIA.2017.umz8dv6s
HNSCC-01-0183 | ORIGINAL | CT | 80 | 2004-05-10 | CT, SOFT TISSUE NECK W | BONE | 5 | GE MEDICAL SYSTEMS | LightSpeed16 | 07MW11.10 | CT Image Storage | 120 | AXIAL MODE | 250 | 250 | 949.075 | -18 | CW | 1000 | [9 empty] | 1.3.6.1.4.1.14519.5.2.1.1706.8040.469232187857913092344571791195 | 1.3.6.1.4.1.14519.5.2.1.1706.8040.263875349335595325728936832379 | TCIA | 10.7937/K9/TCIA.2017.umz8dv6s
HNSCC-01-0184 | ORIGINAL | CT | 311 | 2002-02-15 | OSF PET TUMOR IMAGING, MISCELLAN | CT Atten Cor Head In 3.75thk | 2 | GE MEDICAL SYSTEMS | Discovery ST | LightSpeedverrel | CT Image Storage | 140 | HELICAL MODE | 500 | 500 | 949.075 | 0 | CW | 1052 | [9 empty] | 1.3.6.1.4.1.14519.5.2.1.1706.8040.255498060606878048524158915117 | 1.3.6.1.4.1.14519.5.2.1.1706.8040.126883827030648868302653953335 | TCIA | 10.7937/K9/TCIA.2017.umz8dv6s
HNSCC-01-0184 | NULL | RTDOSE | 1 | 2002-05-14 | RT SIMULATION | NULL | 1 | ADAC | Pinnacle3 | 9.8 | RT Dose Storage | [17 empty] | 1.3.6.1.4.1.14519.5.2.1.1706.8040.102326819523581388881804508960 | 1.3.6.1.4.1.14519.5.2.1.1706.8040.106028080570725532616774886264 | TCIA | 10.7937/K9/TCIA.2017.umz8dv6s
HNSCC-01-0184 | NULL | RTSTRUCT | 1 | 2002-05-14 | RT SIMULATION | NULL | 1 | ADAC | Pinnacle3 | 9.8 | RT Structure Set Storage | [17 empty] | 1.3.6.1.4.1.14519.5.2.1.1706.8040.102326819523581388881804508960 | 1.3.6.1.4.1.14519.5.2.1.1706.8040.140424016496284354752384047142 | TCIA | 10.7937/K9/TCIA.2017.umz8dv6s
HNSCC-01-0184 | NULL | RTPLAN | 1 | 2002-05-14 | RT SIMULATION | NULL | 1 | ADAC | Pinnacle3 | 9.8 | RT Plan Storage | [17 empty] | 1.3.6.1.4.1.14519.5.2.1.1706.8040.102326819523581388881804508960 | 1.3.6.1.4.1.14519.5.2.1.1706.8040.172022007862462483141723858668 | TCIA | 10.7937/K9/TCIA.2017.umz8dv6s
HNSCC-01-0184 | ORIGINAL | CT | 173 | 2002-05-14 | RT SIMULATION | NULL | 5 | Philips | Brilliance 64 | 2.3.0 | CT Image Storage | 120 | HELIX | 500 | 500 |  | 0 | CW | [10 empty] | 1.3.6.1.4.1.14519.5.2.1.1706.8040.102326819523581388881804508960 | 1.3.6.1.4.1.14519.5.2.1.1706.8040.236355725938034049790527627876 | TCIA | 10.7937/K9/TCIA.2017.umz8dv6s
HNSCC-01-0184 | ORIGINAL | CT | 311 | 2003-03-17 | OSF PET TUMOR IMAGING, MISCELLAN | STANDARD CT | 3 | GE MEDICAL SYSTEMS | Discovery STE | dm09_hl2sp1.23 | CT Image Storage | 140 | HELICAL MODE | 500 | 500 | 949.075 | 0 | CW | 870 | 17.5 | [8 empty] | 1.3.6.1.4.1.14519.5.2.1.1706.8040.774954697038676209815013271647 | 1.3.6.1.4.1.14519.5.2.1.1706.8040.121097970942912042311004443099 | TCIA | 10.7937/K9/TCIA.2017.umz8dv6s
HNSCC-01-0184 | ORIGINAL | PT | 127 | 2003-05-26 | PET/CT HEAD&NECK CA IN | PET_AC_HEAD 3D | 11 | GE MEDICAL SYSTEMS | Discovery STE | 41.04 | Positron Emission Tomography Image Storage | [9 empty] | FDG -- fluorodeoxyglucose | 412177472 | 6588 | 0.97 | CYLINDRICAL RING | 700\153 | NONE | 700 | 1.3.6.1.4.1.14519.5.2.1.1706.8040.968324665883888519952821870594 | 1.3.6.1.4.1.14519.5.2.1.1706.8040.106507642657076489399783479474 | TCIA | 10.7937/K9/TCIA.2017.umz8dv6s
HNSCC-01-0184 | ORIGINAL | PT | 127 | 2003-05-26 | PET/CT HEAD&NECK CA IN | PET_NAC_HEAD 3D | 10 | GE MEDICAL SYSTEMS | Discovery STE | 41.04 | Positron Emission Tomography Image Storage | [9 empty] | FDG -- fluorodeoxyglucose | 412177472 | 6588 | 0.97 | CYLINDRICAL RING | 700\153 | NONE | 700 | 1.3.6.1.4.1.14519.5.2.1.1706.8040.968324665883888519952821870594 | 1.3.6.1.4.1.14519.5.2.1.1706.8040.117452643494439362817561350826 | TCIA | 10.7937/K9/TCIA.2017.umz8dv6s
HNSCC-01-0184 | ORIGINAL | CT | 207 | 2003-05-26 | PET/CT HEAD&NECK CA IN | CT Lung | 3 | GE MEDICAL SYSTEMS | Discovery STE | dm09_hl2sp1.23 | CT Image Storage | 120 | HELICAL MODE | 500 | 500 | 949.075 | 0 | CW | 566 | 27.5 | [8 empty] | 1.3.6.1.4.1.14519.5.2.1.1706.8040.968324665883888519952821870594 | 1.3.6.1.4.1.14519.5.2.1.1706.8040.131387583334977166465183674206 | TCIA | 10.7937/K9/TCIA.2017.umz8dv6s
HNSCC-01-0184 | ORIGINAL | CT | 1 | 2003-05-26 | PET/CT HEAD&NECK CA IN | CT SCOUT HEAD IN | 1 | GE MEDICAL SYSTEMS | Discovery STE | dm09_hl2sp1.23 | CT Image Storage | 120 | SCOUT MODE | 500 |  | 949.075 | 0 | CW | 9070 | [9 empty] | 1.3.6.1.4.1.14519.5.2.1.1706.8040.968324665883888519952821870594 | 1.3.6.1.4.1.14519.5.2.1.1706.8040.163293436792140110172053249458 | TCIA | 10.7937/K9/TCIA.2017.umz8dv6s
HNSCC-01-0184 | ORIGINAL | CT | 127 | 2003-05-26 | PET/CT HEAD&NECK CA IN | CT Atten Cor H&N | 7 | GE MEDICAL SYSTEMS | Discovery STE | dm09_hl2sp1.23 | CT Image Storage | 100 | HELICAL MODE | 500 | 500 | 949.075 | 0 | CW | 566 | 27.5 | [8 empty] | 1.3.6.1.4.1.14519.5.2.1.1706.8040.968324665883888519952821870594 | 1.3.6.1.4.1.14519.5.2.1.1706.8040.196368313552388715732913039806 | TCIA | 10.7937/K9/TCIA.2017.umz8dv6s
HNSCC-01-0184 | ORIGINAL | PT | 207 | 2003-05-26 | PET/CT HEAD&NECK CA IN | PET_NO AC 3DIR | 4 | GE MEDICAL SYSTEMS | Discovery STE | 41.04 | Positron Emission Tomography Image Storage | [9 empty] | FDG -- fluorodeoxyglucose | 412177472 | 6588 | 0.97 | CYLINDRICAL RING | 700\153 | NONE | 700 | 1.3.6.1.4.1.14519.5.2.1.1706.8040.968324665883888519952821870594 | 1.3.6.1.4.1.14519.5.2.1.1706.8040.221527268869991122534434488573 | TCIA | 10.7937/K9/TCIA.2017.umz8dv6s
HNSCC-01-0184 | ORIGINAL | CT | 165 | 2003-05-26 | PET/CT HEAD&NECK CA IN | CT Bone 25cm | 9 | GE MEDICAL SYSTEMS | Discovery STE | dm09_hl2sp1.23 | CT Image Storage | 100 | HELICAL MODE | 500 | 250 | 949.075 | 0 | CW | 530 | 27.5 | [8 empty] | 1.3.6.1.4.1.14519.5.2.1.1706.8040.968324665883888519952821870594 | 1.3.6.1.4.1.14519.5.2.1.1706.8040.222280904702793075565611771069 | TCIA | 10.7937/K9/TCIA.2017.umz8dv6s
HNSCC-01-0184 | ORIGINAL | PT | 207 | 2003-05-26 | PET/CT HEAD&NECK CA IN | pet_ac_3d | 5 | GE MEDICAL SYSTEMS | Discovery STE | 41.04 | Positron Emission Tomography Image Storage | [9 empty] | FDG -- fluorodeoxyglucose | 412177472 | 6588 | 0.97 | CYLINDRICAL RING | 700\153 | NONE | 700 | 1.3.6.1.4.1.14519.5.2.1.1706.8040.968324665883888519952821870594 | 1.3.6.1.4.1.14519.5.2.1.1706.8040.261065779143262435806174233811 | TCIA | 10.7937/K9/TCIA.2017.umz8dv6s
HNSCC-01-0184 | ORIGINAL | CT | 1 | 2003-05-26 | PET/CT HEAD&NECK CA IN | CT SCOUT H&N | 6 | GE MEDICAL SYSTEMS | Discovery STE | dm09_hl2sp1.23 | CT Image Storage | 80 | SCOUT MODE | 500 |  | 949.075 | 0 | CW | 4072 | [9 empty] | 1.3.6.1.4.1.14519.5.2.1.1706.8040.968324665883888519952821870594 | 1.3.6.1.4.1.14519.5.2.1.1706.8040.290929914521865286317512244772 | TCIA | 10.7937/K9/TCIA.2017.umz8dv6s
HNSCC-01-0184 | ORIGINAL | CT | 165 | 2003-05-26 | PET/CT HEAD&NECK CA IN | CT std 25cm | 8 | GE MEDICAL SYSTEMS | Discovery STE | dm09_hl2sp1.23 | CT Image Storage | 100 | HELICAL MODE | 500 | 250 | 949.075 | 0 | CW | 530 | 27.5 | [8 empty] | 1.3.6.1.4.1.14519.5.2.1.1706.8040.968324665883888519952821870594 | 1.3.6.1.4.1.14519.5.2.1.1706.8040.510394527531622690978132471880 | TCIA | 10.7937/K9/TCIA.2017.umz8dv6s
HNSCC-01-0184 | ORIGINAL | CT | 207 | 2003-05-26 | PET/CT HEAD&NECK CA IN | CT Atten Cor Head IN | 2 | GE MEDICAL SYSTEMS | Discovery STE | dm09_hl2sp1.23 | CT Image Storage | 120 | HELICAL MODE | 500 | 500 | 949.075 | 0 | CW | 566 | 27.5 | [8 empty] | 1.3.6.1.4.1.14519.5.2.1.1706.8040.968324665883888519952821870594 | 1.3.6.1.4.1.14519.5.2.1.1706.8040.888354893676465888821649608267 | TCIA | 10.7937/K9/TCIA.2017.umz8dv6s
HNSCC-01-0185 | ORIGINAL | PT | 135 | 2002-05-26 | PET/CT HEAD&NECK CA IN | No AC Recon H&N | 2 | GE MEDICAL SYSTEMS | Discovery ST | 26.14 | Positron Emission Tomography Image Storage | [9 empty] | FDG -- fluorodeoxyglucose | 544516096 | 6588 | 0.97 | CYLINDRICAL RING | 700\157 | RING | 700 | 1.3.6.1.4.1.14519.5.2.1.1706.8040.110372017872206762796870424115 | 1.3.6.1.4.1.14519.5.2.1.1706.8040.302523768759084699620669045101 | TCIA | 10.7937/K9/TCIA.2017.umz8dv6s
HNSCC-01-0185 | ORIGINAL | CT | 223 | 2002-05-26 | PET/CT HEAD&NECK CA IN | CT Atten Cor Head In | 2 | GE MEDICAL SYSTEMS | Discovery ST | LightSpeedAppsdstm5_goc1_11D_R2.9N.IRIX646.5 | CT Image Storage | 120 | HELICAL MODE | 500 | 500 | 949.075 | 0 | CW | 675 | [9 empty] | 1.3.6.1.4.1.14519.5.2.1.1706.8040.194380055851367759826942775225 | 1.3.6.1.4.1.14519.5.2.1.1706.8040.526056346559813502499622574155 | TCIA | 10.7937/K9/TCIA.2017.umz8dv6s
HNSCC-01-0185 | ORIGINAL | PT | 135 | 2002-05-26 | PET/CT HEAD&NECK CA IN | PET AC H&N | 1 | GE MEDICAL SYSTEMS | Discovery ST | 26.14 | Positron Emission Tomography Image Storage | [9 empty] | FDG -- fluorodeoxyglucose | 544516096 | 6588 | 0.97 | CYLINDRICAL RING | 700\157 | RING | 700 | 1.3.6.1.4.1.14519.5.2.1.1706.8040.110372017872206762796870424115 | 1.3.6.1.4.1.14519.5.2.1.1706.8040.667210520731984517817618714690 | TCIA | 10.7937/K9/TCIA.2017.umz8dv6s
HNSCC-01-0185 | NULL | RTSTRUCT | 1 | 2002-08-05 | RT SIMULATION | NULL | 1 | ADAC | Pinnacle3 | 9.8 | RT Structure Set Storage | [17 empty] | 1.3.6.1.4.1.14519.5.2.1.1706.8040.106448155002246742902107044714 | 1.3.6.1.4.1.14519.5.2.1.1706.8040.111594444802662295021327988552 | TCIA | 10.7937/K9/TCIA.2017.umz8dv6s
HNSCC-01-0185 | NULL | RTPLAN | 1 | 2002-08-05 | RT SIMULATION | NULL | 1 | ADAC | Pinnacle3 | 9.8 | RT Plan Storage | [17 empty] | 1.3.6.1.4.1.14519.5.2.1.1706.8040.106448155002246742902107044714 | 1.3.6.1.4.1.14519.5.2.1.1706.8040.124071320934092931979962062404 | TCIA | 10.7937/K9/TCIA.2017.umz8dv6s
HNSCC-01-0185 | NULL | RTDOSE | 1 | 2002-08-05 | RT SIMULATION | NULL | 1 | ADAC | Pinnacle3 | 9.8 | RT Dose Storage | [17 empty] | 1.3.6.1.4.1.14519.5.2.1.1706.8040.106448155002246742902107044714 | 1.3.6.1.4.1.14519.5.2.1.1706.8040.300655987494897645909823085816 | TCIA | 10.7937/K9/TCIA.2017.umz8dv6s
HNSCC-01-0185 | ORIGINAL | CT | 160 | 2002-08-05 | RT SIMULATION | NULL | 3 | Philips | Brilliance 64 | 2.3.0 | CT Image Storage | 120 | HELIX | 500 | 500 |  | 0 | CW | [10 empty] | 1.3.6.1.4.1.14519.5.2.1.1706.8040.106448155002246742902107044714 | 1.3.6.1.4.1.14519.5.2.1.1706.8040.266842150450664396848126315462 | TCIA | 10.7937/K9/TCIA.2017.umz8dv6s
HNSCC-01-0185 | ORIGINAL | CT | 207 | 2002-12-07 | PET/CT HEAD & NECK CA | CT Atten soft | 2 | GE MEDICAL SYSTEMS | Discovery RX | 07MWHL36.4 | CT Image Storage | 120 | HELICAL MODE | 500 | 500 | 949.075 | 0 | CW | 566 | 27.5 | [8 empty] | 1.3.6.1.4.1.14519.5.2.1.1706.8040.100180897029291244575039910434 | 1.3.6.1.4.1.14519.5.2.1.1706.8040.208193341704746897327705302147 | TCIA | 10.7937/K9/TCIA.2017.umz8dv6s
HNSCC-01-0185 | ORIGINAL | PT | 207 | 2002-12-07 | PET/CT HEAD & NECK CA | PET_NO AC 3DIR | 4 | GE MEDICAL SYSTEMS | Discovery RX | 41.04 | Positron Emission Tomography Image Storage | [9 empty] | FDG -- fluorodeoxyglucose | 320340608 | 6588 | 0.97 | CYLINDRICAL RING | 700\153 | NONE | 700 | 1.3.6.1.4.1.14519.5.2.1.1706.8040.100180897029291244575039910434 | 1.3.6.1.4.1.14519.5.2.1.1706.8040.278825618936488901392060256903 | TCIA | 10.7937/K9/TCIA.2017.umz8dv6s
HNSCC-01-0185 | ORIGINAL | PT | 107 | 2002-12-07 | PET/CT HEAD & NECK CA | PET_NO AC 3DIR_H&N | 10 | GE MEDICAL SYSTEMS | Discovery RX | 41.04 | Positron Emission Tomography Image Storage | [9 empty] | FDG -- fluorodeoxyglucose | 320340608 | 6588 | 0.97 | CYLINDRICAL RING | 700\153 | NONE | 700 | 1.3.6.1.4.1.14519.5.2.1.1706.8040.100180897029291244575039910434 | 1.3.6.1.4.1.14519.5.2.1.1706.8040.323686925388610000404369668033 | TCIA | 10.7937/K9/TCIA.2017.umz8dv6s
HNSCC-01-0185 | ORIGINAL | PT | 207 | 2002-12-07 | PET/CT HEAD & NECK CA | pet_ac_3d | 5 | GE MEDICAL SYSTEMS | Discovery RX | 41.04 | Positron Emission Tomography Image Storage | [9 empty] | FDG -- fluorodeoxyglucose | 320340608 | 6588 | 0.97 | CYLINDRICAL RING | 700\153 | NONE | 700 | 1.3.6.1.4.1.14519.5.2.1.1706.8040.100180897029291244575039910434 | 1.3.6.1.4.1.14519.5.2.1.1706.8040.328498234873399274127429002152 | TCIA | 10.7937/K9/TCIA.2017.umz8dv6s
HNSCC-01-0185 | ORIGINAL | PT | 107 | 2002-12-07 | PET/CT HEAD & NECK CA | pet_ac_3d_H&N | 11 | GE MEDICAL SYSTEMS | Discovery RX | 41.04 | Positron Emission Tomography Image Storage | [9 empty] | FDG -- fluorodeoxyglucose | 320340608 | 6588 | 0.97 | CYLINDRICAL RING | 700\153 | NONE | 700 | 1.3.6.1.4.1.14519.5.2.1.1706.8040.100180897029291244575039910434 | 1.3.6.1.4.1.14519.5.2.1.1706.8040.336591244432821139515687071751 | TCIA | 10.7937/K9/TCIA.2017.umz8dv6s
HNSCC-01-0186 | ORIGINAL | CT | 207 | 2002-06-03 | PET/CT HEAD&NECK CA IN | CT Atten soft | 2 | GE MEDICAL SYSTEMS | Discovery RX | 07MWHL36.4 | CT Image Storage | 120 | HELICAL MODE | 500 | 500 | 949.075 | 0 | CW | 566 | 27.5 | [8 empty] | 1.3.6.1.4.1.14519.5.2.1.1706.8040.104905316719808230672364053259 | 1.3.6.1.4.1.14519.5.2.1.1706.8040.179537997533215339672424069593 | TCIA | 10.7937/K9/TCIA.2017.umz8dv6s
HNSCC-01-0186 | ORIGINAL | PT | 127 | 2002-06-03 | PET/CT HEAD&NECK CA IN | PET_NO AC 3DIR | 10 | GE MEDICAL SYSTEMS | Discovery RX | 41.04 | Positron Emission Tomography Image Storage | [9 empty] | FDG -- fluorodeoxyglucose | 376368672 | 6588 | 0.97 | CYLINDRICAL RING | 700\153 | NONE | 700 | 1.3.6.1.4.1.14519.5.2.1.1706.8040.104905316719808230672364053259 | 1.3.6.1.4.1.14519.5.2.1.1706.8040.248620257317050940873209632728 | TCIA | 10.7937/K9/TCIA.2017.umz8dv6s
HNSCC-01-0186 | ORIGINAL | PT | 207 | 2002-06-03 | PET/CT HEAD&NECK CA IN | PET_NO AC 3DIR | 4 | GE MEDICAL SYSTEMS | Discovery RX | 41.04 | Positron Emission Tomography Image Storage | [9 empty] | FDG -- fluorodeoxyglucose | 376368672 | 6588 | 0.97 | CYLINDRICAL RING | 700\153 | NONE | 700 | 1.3.6.1.4.1.14519.5.2.1.1706.8040.104905316719808230672364053259 | 1.3.6.1.4.1.14519.5.2.1.1706.8040.268072768057693744493565289674 | TCIA | 10.7937/K9/TCIA.2017.umz8dv6s
HNSCC-01-0186 | ORIGINAL | PT | 207 | 2002-06-03 | PET/CT HEAD&NECK CA IN | pet_ac_3d | 5 | GE MEDICAL SYSTEMS | Discovery RX | 41.04 | Positron Emission Tomography Image Storage | [9 empty] | FDG -- fluorodeoxyglucose | 376368672 | 6588 | 0.97 | CYLINDRICAL RING | 700\153 | NONE | 700 | 1.3.6.1.4.1.14519.5.2.1.1706.8040.104905316719808230672364053259 | 1.3.6.1.4.1.14519.5.2.1.1706.8040.283098787366234085502565622153 | TCIA | 10.7937/K9/TCIA.2017.umz8dv6s
HNSCC-01-0186 | ORIGINAL | PT | 127 | 2002-06-03 | PET/CT HEAD&NECK CA IN | pet_ac_3d | 11 | GE MEDICAL SYSTEMS | Discovery RX | 41.04 | Positron Emission Tomography Image Storage | [9 empty] | FDG -- fluorodeoxyglucose | 376368672 | 6588 | 0.97 | CYLINDRICAL RING | 700\153 | NONE | 700 | 1.3.6.1.4.1.14519.5.2.1.1706.8040.104905316719808230672364053259 | 1.3.6.1.4.1.14519.5.2.1.1706.8040.308815202893542017452823440312 | TCIA | 10.7937/K9/TCIA.2017.umz8dv6s
HNSCC-01-0186 | NULL | RTSTRUCT | 1 | 2002-08-03 | RT SIMULATION | NULL | 1 | ADAC | Pinnacle3 | 9.8 | RT Structure Set Storage | [17 empty] | 1.3.6.1.4.1.14519.5.2.1.1706.8040.391933752391679364259392099359 | 1.3.6.1.4.1.14519.5.2.1.1706.8040.140112922979410357868463719504 | TCIA | 10.7937/K9/TCIA.2017.umz8dv6s
HNSCC-01-0186 | NULL | RTPLAN | 1 | 2002-08-03 | RT SIMULATION | NULL | 1 | ADAC | Pinnacle3 | 9.8 | RT Plan Storage | [17 empty] | 1.3.6.1.4.1.14519.5.2.1.1706.8040.391933752391679364259392099359 | 1.3.6.1.4.1.14519.5.2.1.1706.8040.213164615495914349378969684089 | TCIA | 10.7937/K9/TCIA.2017.umz8dv6s
HNSCC-01-0186 | NULL | RTDOSE | 1 | 2002-08-03 | RT SIMULATION | NULL | 1 | ADAC | Pinnacle3 | 9.8 | RT Dose Storage | [17 empty] | 1.3.6.1.4.1.14519.5.2.1.1706.8040.391933752391679364259392099359 | 1.3.6.1.4.1.14519.5.2.1.1706.8040.300964283874353739290301470348 | TCIA | 10.7937/K9/TCIA.2017.umz8dv6s
HNSCC-01-0186 | ORIGINAL | CT | 147 | 2002-08-03 | RT SIMULATION | NULL | 3 | Philips | Mx8000 IDT 16 | 4.2.1 | CT Image Storage | 120 | HELIX | 500 | 500 |  | 0 | CW | [10 empty] | 1.3.6.1.4.1.14519.5.2.1.1706.8040.391933752391679364259392099359 | 1.3.6.1.4.1.14519.5.2.1.1706.8040.221630939530564789564850041699 | TCIA | 10.7937/K9/TCIA.2017.umz8dv6s
HNSCC-01-0186 | ORIGINAL | CT | 207 | 2003-03-01 | PET/CT HEAD & NECK CA | CT Atten Cor Head IN | 2 | GE MEDICAL SYSTEMS | Discovery STE | dm09_hl2sp1.23 | CT Image Storage | 120 | HELICAL MODE | 500 | 500 | 949.075 | 0 | CW | 566 | 27.5 | [8 empty] | 1.3.6.1.4.1.14519.5.2.1.1706.8040.290929804413629855630073446004 | 1.3.6.1.4.1.14519.5.2.1.1706.8040.122643335220354464361262016729 | TCIA | 10.7937/K9/TCIA.2017.umz8dv6s
HNSCC-01-0186 | ORIGINAL | PT | 127 | 2003-03-01 | PET/CT HEAD & NECK CA | PET_NAC_HEAD 3D | 10 | GE MEDICAL SYSTEMS | Discovery STE | 41.04 | Positron Emission Tomography Image Storage | [9 empty] | FDG -- fluorodeoxyglucose | 374106400 | 6588 | 0.97 | CYLINDRICAL RING | 700\153 | NONE | 700 | 1.3.6.1.4.1.14519.5.2.1.1706.8040.290929804413629855630073446004 | 1.3.6.1.4.1.14519.5.2.1.1706.8040.212810355404182575093826707720 | TCIA | 10.7937/K9/TCIA.2017.umz8dv6s
HNSCC-01-0186 | ORIGINAL | PT | 127 | 2003-03-01 | PET/CT HEAD & NECK CA | PET_AC_HEAD 3D | 11 | GE MEDICAL SYSTEMS | Discovery STE | 41.04 | Positron Emission Tomography Image Storage | [9 empty] | FDG -- fluorodeoxyglucose | 374106400 | 6588 | 0.97 | CYLINDRICAL RING | 700\153 | NONE | 700 | 1.3.6.1.4.1.14519.5.2.1.1706.8040.290929804413629855630073446004 | 1.3.6.1.4.1.14519.5.2.1.1706.8040.271033017501288417401302192368 | TCIA | 10.7937/K9/TCIA.2017.umz8dv6s
HNSCC-01-0186 | ORIGINAL | PT | 207 | 2003-03-01 | PET/CT HEAD & NECK CA | PET_NO AC 3DIR | 4 | GE MEDICAL SYSTEMS | Discovery STE | 41.04 | Positron Emission Tomography Image Storage | [9 empty] | FDG -- fluorodeoxyglucose | 374106400 | 6588 | 0.97 | CYLINDRICAL RING | 700\153 | NONE | 700 | 1.3.6.1.4.1.14519.5.2.1.1706.8040.290929804413629855630073446004 | 1.3.6.1.4.1.14519.5.2.1.1706.8040.323356620063025110430946365938 | TCIA | 10.7937/K9/TCIA.2017.umz8dv6s
HNSCC-01-0186 | ORIGINAL | PT | 207 | 2003-03-01 | PET/CT HEAD & NECK CA | pet_ac_3d | 5 | GE MEDICAL SYSTEMS | Discovery STE | 41.04 | Positron Emission Tomography Image Storage | [9 empty] | FDG -- fluorodeoxyglucose | 374106400 | 6588 | 0.97 | CYLINDRICAL RING | 700\153 | NONE | 700 | 1.3.6.1.4.1.14519.5.2.1.1706.8040.290929804413629855630073446004 | 1.3.6.1.4.1.14519.5.2.1.1706.8040.489747205446413346930031899656 | TCIA | 10.7937/K9/TCIA.2017.umz8dv6s
HNSCC-01-0187 | ORIGINAL | PT | 127 | 2002-08-05 | PET/CT HEAD & NECK CA | pet_ac_3d_H&N | 11 | GE MEDICAL SYSTEMS | Discovery RX | 41.04 | Positron Emission Tomography Image Storage | [9 empty] | FDG -- fluorodeoxyglucose | 451000224 | 6588 | 0.97 | CYLINDRICAL RING | 700\153 | NONE | 700 | 1.3.6.1.4.1.14519.5.2.1.1706.8040.214158547163865709202693944020 | 1.3.6.1.4.1.14519.5.2.1.1706.8040.107526537448428159530742559347 | TCIA | 10.7937/K9/TCIA.2017.umz8dv6s
HNSCC-01-0187 | ORIGINAL | PT | 207 | 2002-08-05 | PET/CT HEAD & NECK CA | pet_ac_3d | 5 | GE MEDICAL SYSTEMS | Discovery RX | 41.04 | Positron Emission Tomography Image Storage | [9 empty] | FDG -- fluorodeoxyglucose | 451000224 | 6588 | 0.97 | CYLINDRICAL RING | 700\153 | NONE | 700 | 1.3.6.1.4.1.14519.5.2.1.1706.8040.214158547163865709202693944020 | 1.3.6.1.4.1.14519.5.2.1.1706.8040.202806713241261335583752761817 | TCIA | 10.7937/K9/TCIA.2017.umz8dv6s
HNSCC-01-0187 | ORIGINAL | CT | 207 | 2002-08-05 | PET/CT HEAD & NECK CA | CT Atten soft | 2 | GE MEDICAL SYSTEMS | Discovery RX | 07MWHL36.4 | CT Image Storage | 120 | HELICAL MODE | 500 | 500 | 949.075 | 0 | CW | 566 | 27.5 | [8 empty] | 1.3.6.1.4.1.14519.5.2.1.1706.8040.214158547163865709202693944020 | 1.3.6.1.4.1.14519.5.2.1.1706.8040.216856400248071475119207106040 | TCIA | 10.7937/K9/TCIA.2017.umz8dv6s
HNSCC-01-0187 | ORIGINAL | PT | 207 | 2002-08-05 | PET/CT HEAD & NECK CA | PET_NO AC 3DIR | 4 | GE MEDICAL SYSTEMS | Discovery RX | 41.04 | Positron Emission Tomography Image Storage | [9 empty] | FDG -- fluorodeoxyglucose | 451000224 | 6588 | 0.97 | CYLINDRICAL RING | 700\153 | NONE | 700 | 1.3.6.1.4.1.14519.5.2.1.1706.8040.214158547163865709202693944020 | 1.3.6.1.4.1.14519.5.2.1.1706.8040.251675917137435686304450702507 | TCIA | 10.7937/K9/TCIA.2017.umz8dv6s
HNSCC-01-0187 | ORIGINAL | PT | 127 | 2002-08-05 | PET/CT HEAD & NECK CA | PET_NO AC 3DIR_H&N | 10 | GE MEDICAL SYSTEMS | Discovery RX | 41.04 | Positron Emission Tomography Image Storage | [9 empty] | FDG -- fluorodeoxyglucose | 451000224 | 6588 | 0.97 | CYLINDRICAL RING | 700\153 | NONE | 700 | 1.3.6.1.4.1.14519.5.2.1.1706.8040.214158547163865709202693944020 | 1.3.6.1.4.1.14519.5.2.1.1706.8040.631013353287083098834006303513 | TCIA | 10.7937/K9/TCIA.2017.umz8dv6s
HNSCC-01-0187 | NULL | RTSTRUCT | 1 | 2002-12-24 | RT SIMULATION | NULL | 1 | ADAC | Pinnacle3 | 9.8 | RT Structure Set Storage | [17 empty] | 1.3.6.1.4.1.14519.5.2.1.1706.8040.171058604794304427634963512971 | 1.3.6.1.4.1.14519.5.2.1.1706.8040.170520645660125341079214866024 | TCIA | 10.7937/K9/TCIA.2017.umz8dv6s
HNSCC-01-0187 | NULL | RTPLAN | 1 | 2002-12-24 | RT SIMULATION | NULL | 1 | ADAC | Pinnacle3 | 9.8 | RT Plan Storage | [17 empty] | 1.3.6.1.4.1.14519.5.2.1.1706.8040.171058604794304427634963512971 | 1.3.6.1.4.1.14519.5.2.1.1706.8040.254367491929044113531227281941 | TCIA | 10.7937/K9/TCIA.2017.umz8dv6s
HNSCC-01-0187 | NULL | RTDOSE | 1 | 2002-12-24 | RT SIMULATION | NULL | 1 | ADAC | Pinnacle3 | 9.8 | RT Dose Storage | [17 empty] | 1.3.6.1.4.1.14519.5.2.1.1706.8040.171058604794304427634963512971 | 1.3.6.1.4.1.14519.5.2.1.1706.8040.830738919555035779110820302427 | TCIA | 10.7937/K9/TCIA.2017.umz8dv6s
HNSCC-01-0187 | ORIGINAL | CT | 159 | 2002-12-24 | RT SIMULATION | NULL | 2 | Philips | Brilliance 64 | 2.3.0 | CT Image Storage | 120 | HELIX | 500 | 500 |  | 0 | CW | [10 empty] | 1.3.6.1.4.1.14519.5.2.1.1706.8040.171058604794304427634963512971 | 1.3.6.1.4.1.14519.5.2.1.1706.8040.129031775693154168062822594489 | TCIA | 10.7937/K9/TCIA.2017.umz8dv6s
HNSCC-01-0187 | ORIGINAL | CT | 284 | 2004-01-19 | CT, SOFT TISSUE NECK W | BONE | 3 | GE MEDICAL SYSTEMS | LightSpeed VCT | 07MW18.4 | CT Image Storage | 120 | HELICAL MODE | 500 | 250 | 949.075 | 0 | CW | 1000 | 27.5 | [8 empty] | 1.3.6.1.4.1.14519.5.2.1.1706.8040.212680226843650830550157171748 | 1.3.6.1.4.1.14519.5.2.1.1706.8040.106962821492512454144489239985 | TCIA | 10.7937/K9/TCIA.2017.umz8dv6s
HNSCC-01-0187 | ORIGINAL | CT | 284 | 2004-01-19 | CT, SOFT TISSUE NECK W | CONTRAST120CC@3CC/S,90S DELAY | 2 | GE MEDICAL SYSTEMS | LightSpeed VCT | 07MW18.4 | CT Image Storage | 120 | HELICAL MODE | 500 | 250 | 949.075 | 0 | CW | 1000 | 27.5 | [8 empty] | 1.3.6.1.4.1.14519.5.2.1.1706.8040.212680226843650830550157171748 | 1.3.6.1.4.1.14519.5.2.1.1706.8040.201682779375182165996905870821 | TCIA | 10.7937/K9/TCIA.2017.umz8dv6s
HNSCC-01-0187 | ORIGINAL | CT | 2 | 2004-01-19 | CT, SOFT TISSUE NECK W | SCOUT/NECK-LARYNX W/CONT | 1 | GE MEDICAL SYSTEMS | LightSpeed VCT | 07MW18.4 | CT Image Storage | 120 | SCOUT MODE | 500 |  | 949.075 | 0 | CW | 4570 | [9 empty] | 1.3.6.1.4.1.14519.5.2.1.1706.8040.212680226843650830550157171748 | 1.3.6.1.4.1.14519.5.2.1.1706.8040.325397806621836871733050452377 | TCIA | 10.7937/K9/TCIA.2017.umz8dv6s
HNSCC-01-0187 | ORIGINAL | PT | 287 | 2005-07-04 | PET/CT HEAD & NECK CA | PET AC | 5 | GE MEDICAL SYSTEMS | Discovery STE | 41.04 | Positron Emission Tomography Image Storage | [9 empty] | FDG -- fluorodeoxyglucose | 416185312 | 6588 | 0.97 | CYLINDRICAL RING | 700\153 | NONE | 700 | 1.3.6.1.4.1.14519.5.2.1.1706.8040.316928402909047062921894493399 | 1.3.6.1.4.1.14519.5.2.1.1706.8040.187082207710058834705630306356 | TCIA | 10.7937/K9/TCIA.2017.umz8dv6s
HNSCC-01-0187 | ORIGINAL | PT | 287 | 2005-07-04 | PET/CT HEAD & NECK CA | PET NO AC | 6 | GE MEDICAL SYSTEMS | Discovery STE | 41.04 | Positron Emission Tomography Image Storage | [9 empty] | FDG -- fluorodeoxyglucose | 416185312 | 6588 | 0.97 | CYLINDRICAL RING | 700\153 | NONE | 700 | 1.3.6.1.4.1.14519.5.2.1.1706.8040.316928402909047062921894493399 | 1.3.6.1.4.1.14519.5.2.1.1706.8040.288136929143283101111225090042 | TCIA | 10.7937/K9/TCIA.2017.umz8dv6s
HNSCC-01-0187 | ORIGINAL | CT | 287 | 2005-07-04 | PET/CT HEAD & NECK CA | CTAC | 2 | GE MEDICAL SYSTEMS | Discovery STE | dm09_hl2sp1.23 | CT Image Storage | 120 | HELICAL MODE | 500 | 700 | 949.075 | 0 | CW | 609 | 27.5 | [8 empty] | 1.3.6.1.4.1.14519.5.2.1.1706.8040.316928402909047062921894493399 | 1.3.6.1.4.1.14519.5.2.1.1706.8040.302677121757708287673088393767 | TCIA | 10.7937/K9/TCIA.2017.umz8dv6s
HNSCC-01-0188 | ORIGINAL | PT | 207 | 2002-06-02 | PET/CT HEAD&NECK CA IN | PET_AC_3D_FDG_4min | 5 | GE MEDICAL SYSTEMS | Discovery RX | 41.04 | Positron Emission Tomography Image Storage | [9 empty] | FDG -- fluorodeoxyglucose | 372607200 | 6588 | 0.97 | CYLINDRICAL RING | 700\153 | NONE | 700 | 1.3.6.1.4.1.14519.5.2.1.1706.8040.344140930908027861595034859889 | 1.3.6.1.4.1.14519.5.2.1.1706.8040.149232281440665059187754877714 | TCIA | 10.7937/K9/TCIA.2017.umz8dv6s
HNSCC-01-0188 | ORIGINAL | PT | 207 | 2002-06-02 | PET/CT HEAD&NECK CA IN | PET_NAC_3D_FDG | 4 | GE MEDICAL SYSTEMS | Discovery RX | 41.04 | Positron Emission Tomography Image Storage | [9 empty] | FDG -- fluorodeoxyglucose | 372607200 | 6588 | 0.97 | CYLINDRICAL RING | 700\153 | NONE | 700 | 1.3.6.1.4.1.14519.5.2.1.1706.8040.344140930908027861595034859889 | 1.3.6.1.4.1.14519.5.2.1.1706.8040.165957944515498886499127683461 | TCIA | 10.7937/K9/TCIA.2017.umz8dv6s
HNSCC-01-0188 | ORIGINAL | CT | 207 | 2002-06-02 | PET/CT HEAD&NECK CA IN | CT Soft | 2 | GE MEDICAL SYSTEMS | Discovery RX | 07MWDVCT36.4 | CT Image Storage | 120 | HELICAL MODE | 500 | 500 | 949.075 | 0 | CW | 500 | 55 | [8 empty] | 1.3.6.1.4.1.14519.5.2.1.1706.8040.344140930908027861595034859889 | 1.3.6.1.4.1.14519.5.2.1.1706.8040.253976856117981998509701882015 | TCIA | 10.7937/K9/TCIA.2017.umz8dv6s
HNSCC-01-0188 | ORIGINAL | PT | 127 | 2002-06-02 | PET/CT HEAD&NECK CA IN | PET_AC_3D_FDG_H&N | 11 | GE MEDICAL SYSTEMS | Discovery RX | 41.04 | Positron Emission Tomography Image Storage | [9 empty] | FDG -- fluorodeoxyglucose | 372607200 | 6588 | 0.97 | CYLINDRICAL RING | 700\153 | NONE | 700 | 1.3.6.1.4.1.14519.5.2.1.1706.8040.344140930908027861595034859889 | 1.3.6.1.4.1.14519.5.2.1.1706.8040.797315576313463279984931293636 | TCIA | 10.7937/K9/TCIA.2017.umz8dv6s
HNSCC-01-0188 | ORIGINAL | PT | 127 | 2002-06-02 | PET/CT HEAD&NECK CA IN | 3D_FDG_H&N_NAC | 10 | GE MEDICAL SYSTEMS | Discovery RX | 41.04 | Positron Emission Tomography Image Storage | [9 empty] | FDG -- fluorodeoxyglucose | 372607200 | 6588 | 0.97 | CYLINDRICAL RING | 700\153 | NONE | 700 | 1.3.6.1.4.1.14519.5.2.1.1706.8040.344140930908027861595034859889 | 1.3.6.1.4.1.14519.5.2.1.1706.8040.829640664990327563928305955091 | TCIA | 10.7937/K9/TCIA.2017.umz8dv6s
HNSCC-01-0188 | NULL | RTSTRUCT | 1 | 2002-08-13 | RT SIMULATION | NULL | 1 | ADAC | Pinnacle3 | 9.8 | RT Structure Set Storage | [17 empty] | 1.3.6.1.4.1.14519.5.2.1.1706.8040.198723623601084927051105159772 | 1.3.6.1.4.1.14519.5.2.1.1706.8040.125024661337219704652744961545 | TCIA | 10.7937/K9/TCIA.2017.umz8dv6s
HNSCC-01-0188 | NULL | RTPLAN | 1 | 2002-08-13 | RT SIMULATION | NULL | 1 | ADAC | Pinnacle3 | 9.8 | RT Plan Storage | [17 empty] | 1.3.6.1.4.1.14519.5.2.1.1706.8040.198723623601084927051105159772 | 1.3.6.1.4.1.14519.5.2.1.1706.8040.244388448621636715685449201689 | TCIA | 10.7937/K9/TCIA.2017.umz8dv6s
HNSCC-01-0188 | NULL | RTDOSE | 1 | 2002-08-13 | RT SIMULATION | NULL | 1 | ADAC | Pinnacle3 | 9.8 | RT Dose Storage | [17 empty] | 1.3.6.1.4.1.14519.5.2.1.1706.8040.198723623601084927051105159772 | 1.3.6.1.4.1.14519.5.2.1.1706.8040.264534576323321960319456837647 | TCIA | 10.7937/K9/TCIA.2017.umz8dv6s
HNSCC-01-0188 | ORIGINAL | CT | 153 | 2002-08-13 | RT SIMULATION | NULL | 5 | Philips | Mx8000 IDT 16 | 4.2.1 | CT Image Storage | 120 | HELIX | 500 | 500 |  | 0 | CW | [10 empty] | 1.3.6.1.4.1.14519.5.2.1.1706.8040.198723623601084927051105159772 | 1.3.6.1.4.1.14519.5.2.1.1706.8040.579941977363472931352483829932 | TCIA | 10.7937/K9/TCIA.2017.umz8dv6s
HNSCC-01-0188 | ORIGINAL | PT | 127 | 2003-01-04 | PET/CT HEAD & NECK CA | PET_AC_HEAD 3D | 11 | GE MEDICAL SYSTEMS | Discovery STE | 41.04 | Positron Emission Tomography Image Storage | [9 empty] | FDG -- fluorodeoxyglucose | 398066304 | 6588 | 0.97 | CYLINDRICAL RING | 700\153 | NONE | 700 | 1.3.6.1.4.1.14519.5.2.1.1706.8040.563655737477800693966938718696 | 1.3.6.1.4.1.14519.5.2.1.1706.8040.167292135360513030942418537455 | TCIA | 10.7937/K9/TCIA.2017.umz8dv6s
HNSCC-01-0188 | ORIGINAL | PT | 207 | 2003-01-04 | PET/CT HEAD & NECK CA | PET_NO AC 3DIR | 4 | GE MEDICAL SYSTEMS | Discovery STE | 41.04 | Positron Emission Tomography Image Storage | [9 empty] | FDG -- fluorodeoxyglucose | 398066304 | 6588 | 0.97 | CYLINDRICAL RING | 700\153 | NONE | 700 | 1.3.6.1.4.1.14519.5.2.1.1706.8040.563655737477800693966938718696 | 1.3.6.1.4.1.14519.5.2.1.1706.8040.187510908777704976138884179156 | TCIA | 10.7937/K9/TCIA.2017.umz8dv6s
HNSCC-01-0188 | ORIGINAL | PT | 207 | 2003-01-04 | PET/CT HEAD & NECK CA | pet_ac_3d | 5 | GE MEDICAL SYSTEMS | Discovery STE | 41.04 | Positron Emission Tomography Image Storage | [9 empty] | FDG -- fluorodeoxyglucose | 398066304 | 6588 | 0.97 | CYLINDRICAL RING | 700\153 | NONE | 700 | 1.3.6.1.4.1.14519.5.2.1.1706.8040.563655737477800693966938718696 | 1.3.6.1.4.1.14519.5.2.1.1706.8040.237297082419712712980387879308 | TCIA | 10.7937/K9/TCIA.2017.umz8dv6s
HNSCC-01-0188 | ORIGINAL | CT | 207 | 2003-01-04 | PET/CT HEAD & NECK CA | CT Atten Cor Head IN | 2 | GE MEDICAL SYSTEMS | Discovery STE | 07MWHL36.4 | CT Image Storage | 120 | HELICAL MODE | 500 | 500 | 949.075 | 0 | CW | 566 | 27.5 | [8 empty] | 1.3.6.1.4.1.14519.5.2.1.1706.8040.563655737477800693966938718696 | 1.3.6.1.4.1.14519.5.2.1.1706.8040.315034920721919524483194665027 | TCIA | 10.7937/K9/TCIA.2017.umz8dv6s
HNSCC-01-0188 | ORIGINAL | PT | 127 | 2003-01-04 | PET/CT HEAD & NECK CA | PET_NAC_HEAD 3D | 10 | GE MEDICAL SYSTEMS | Discovery STE | 41.04 | Positron Emission Tomography Image Storage | [9 empty] | FDG -- fluorodeoxyglucose | 398066304 | 6588 | 0.97 | CYLINDRICAL RING | 700\153 | NONE | 700 | 1.3.6.1.4.1.14519.5.2.1.1706.8040.563655737477800693966938718696 | 1.3.6.1.4.1.14519.5.2.1.1706.8040.926157053688078082470720752571 | TCIA | 10.7937/K9/TCIA.2017.umz8dv6s
HNSCC-01-0189 | ORIGINAL | PT | 207 | 2002-06-18 | PET/CT HEAD&NECK CA IN | pet_ac_3d | 5 | GE MEDICAL SYSTEMS | Discovery STE | 41.04 | Positron Emission Tomography Image Storage | [9 empty] | FDG -- fluorodeoxyglucose | 345655392 | 6588 | 0.97 | CYLINDRICAL RING | 700\153 | NONE | 700 | 1.3.6.1.4.1.14519.5.2.1.1706.8040.280338805374112199871193756659 | 1.3.6.1.4.1.14519.5.2.1.1706.8040.100767417231477690197952062848 | TCIA | 10.7937/K9/TCIA.2017.umz8dv6s
HNSCC-01-0189 | ORIGINAL | PT | 127 | 2002-06-18 | PET/CT HEAD&NECK CA IN | PET_NAC_HEAD 3D | 10 | GE MEDICAL SYSTEMS | Discovery STE | 41.04 | Positron Emission Tomography Image Storage | [9 empty] | FDG -- fluorodeoxyglucose | 345655392 | 6588 | 0.97 | CYLINDRICAL RING | 700\153 | NONE | 700 | 1.3.6.1.4.1.14519.5.2.1.1706.8040.280338805374112199871193756659 | 1.3.6.1.4.1.14519.5.2.1.1706.8040.113271120416298704167046393053 | TCIA | 10.7937/K9/TCIA.2017.umz8dv6s
HNSCC-01-0189 | ORIGINAL | CT | 207 | 2002-06-18 | PET/CT HEAD&NECK CA IN | CT Atten Cor Head IN | 2 | GE MEDICAL SYSTEMS | Discovery STE | 07MWHL36.4 | CT Image Storage | 120 | HELICAL MODE | 500 | 500 | 949.075 | 0 | CW | 566 | 27.5 | [8 empty] | 1.3.6.1.4.1.14519.5.2.1.1706.8040.280338805374112199871193756659 | 1.3.6.1.4.1.14519.5.2.1.1706.8040.200352000592264399575057121258 | TCIA | 10.7937/K9/TCIA.2017.umz8dv6s
HNSCC-01-0189 | ORIGINAL | PT | 127 | 2002-06-18 | PET/CT HEAD&NECK CA IN | PET_AC_HEAD 3D | 11 | GE MEDICAL SYSTEMS | Discovery STE | 41.04 | Positron Emission Tomography Image Storage | [9 empty] | FDG -- fluorodeoxyglucose | 345655392 | 6588 | 0.97 | CYLINDRICAL RING | 700\153 | NONE | 700 | 1.3.6.1.4.1.14519.5.2.1.1706.8040.280338805374112199871193756659 | 1.3.6.1.4.1.14519.5.2.1.1706.8040.250253726938850327342522600962 | TCIA | 10.7937/K9/TCIA.2017.umz8dv6s
HNSCC-01-0189 | ORIGINAL | PT | 207 | 2002-06-18 | PET/CT HEAD&NECK CA IN | PET_NO AC 3DIR | 4 | GE MEDICAL SYSTEMS | Discovery STE | 41.04 | Positron Emission Tomography Image Storage | [9 empty] | FDG -- fluorodeoxyglucose | 345655392 | 6588 | 0.97 | CYLINDRICAL RING | 700\153 | NONE | 700 | 1.3.6.1.4.1.14519.5.2.1.1706.8040.280338805374112199871193756659 | 1.3.6.1.4.1.14519.5.2.1.1706.8040.329835690561912944171979514058 | TCIA | 10.7937/K9/TCIA.2017.umz8dv6s
HNSCC-01-0189 | NULL | RTDOSE | 1 | 2002-08-26 | RT SIMULATION | NULL | 1 | ADAC | Pinnacle3 | 9.8 | RT Dose Storage | [17 empty] | 1.3.6.1.4.1.14519.5.2.1.1706.8040.281417155397712283544424904870 | 1.3.6.1.4.1.14519.5.2.1.1706.8040.133581482657401971236809589232 | TCIA | 10.7937/K9/TCIA.2017.umz8dv6s
HNSCC-01-0189 | NULL | RTSTRUCT | 1 | 2002-08-26 | RT SIMULATION | NULL | 1 | ADAC | Pinnacle3 | 9.8 | RT Structure Set Storage | [17 empty] | 1.3.6.1.4.1.14519.5.2.1.1706.8040.281417155397712283544424904870 | 1.3.6.1.4.1.14519.5.2.1.1706.8040.190816405642030744209090321944 | TCIA | 10.7937/K9/TCIA.2017.umz8dv6s
HNSCC-01-0189 | NULL | RTPLAN | 1 | 2002-08-26 | RT SIMULATION | NULL | 1 | ADAC | Pinnacle3 | 9.8 | RT Plan Storage | [17 empty] | 1.3.6.1.4.1.14519.5.2.1.1706.8040.281417155397712283544424904870 | 1.3.6.1.4.1.14519.5.2.1.1706.8040.280875033672299786259605050316 | TCIA | 10.7937/K9/TCIA.2017.umz8dv6s
HNSCC-01-0189 | ORIGINAL | CT | 140 | 2002-08-26 | RT SIMULATION | NULL | 5 | Philips | Brilliance 64 | 2.3.0 | CT Image Storage | 120 | HELIX | 500 | 500 |  | 0 | CW | [10 empty] | 1.3.6.1.4.1.14519.5.2.1.1706.8040.281417155397712283544424904870 | 1.3.6.1.4.1.14519.5.2.1.1706.8040.115938895621699212413202512283 | TCIA | 10.7937/K9/TCIA.2017.umz8dv6s
HNSCC-01-0189 | ORIGINAL | PT | 87 | 2003-01-04 | PET/CT HEAD & NECK CA | 3D_FDG_H&N_NAC | 10 | GE MEDICAL SYSTEMS | Discovery RX | 41.04 | Positron Emission Tomography Image Storage | [9 empty] | FDG -- fluorodeoxyglucose | 450162880 | 6588 | 0.97 | CYLINDRICAL RING | 700\153 | NONE | 700 | 1.3.6.1.4.1.14519.5.2.1.1706.8040.305421784433025738224838218643 | 1.3.6.1.4.1.14519.5.2.1.1706.8040.115934463086303347414246522743 | TCIA | 10.7937/K9/TCIA.2017.umz8dv6s
HNSCC-01-0189 | ORIGINAL | PT | 87 | 2003-01-04 | PET/CT HEAD & NECK CA | PET_AC_3D_FDG_H&N | 11 | GE MEDICAL SYSTEMS | Discovery RX | 41.04 | Positron Emission Tomography Image Storage | [9 empty] | FDG -- fluorodeoxyglucose | 450162880 | 6588 | 0.97 | CYLINDRICAL RING | 700\153 | NONE | 700 | 1.3.6.1.4.1.14519.5.2.1.1706.8040.305421784433025738224838218643 | 1.3.6.1.4.1.14519.5.2.1.1706.8040.240715069581493464520356536241 | TCIA | 10.7937/K9/TCIA.2017.umz8dv6s
HNSCC-01-0189 | ORIGINAL | PT | 207 | 2003-01-04 | PET/CT HEAD & NECK CA | PET_NAC_3D_FDG | 4 | GE MEDICAL SYSTEMS | Discovery RX | 41.04 | Positron Emission Tomography Image Storage | [9 empty] | FDG -- fluorodeoxyglucose | 450162880 | 6588 | 0.97 | CYLINDRICAL RING | 700\153 | NONE | 700 | 1.3.6.1.4.1.14519.5.2.1.1706.8040.305421784433025738224838218643 | 1.3.6.1.4.1.14519.5.2.1.1706.8040.492109814665377594428316873720 | TCIA | 10.7937/K9/TCIA.2017.umz8dv6s
HNSCC-01-0189 | ORIGINAL | CT | 207 | 2003-01-04 | PET/CT HEAD & NECK CA | CT Soft | 2 | GE MEDICAL SYSTEMS | Discovery RX | 07MWDVCT36.4 | CT Image Storage | 120 | HELICAL MODE | 500 | 500 | 949.075 | 0 | CW | 500 | 55 | [8 empty] | 1.3.6.1.4.1.14519.5.2.1.1706.8040.305421784433025738224838218643 | 1.3.6.1.4.1.14519.5.2.1.1706.8040.556786161345041543269057052309 | TCIA | 10.7937/K9/TCIA.2017.umz8dv6s
HNSCC-01-0189 | ORIGINAL | PT | 207 | 2003-01-04 | PET/CT HEAD & NECK CA | PET_AC_3D_FDG | 5 | GE MEDICAL SYSTEMS | Discovery RX | 41.04 | Positron Emission Tomography Image Storage | [9 empty] | FDG -- fluorodeoxyglucose | 450162880 | 6588 | 0.97 | CYLINDRICAL RING | 700\153 | NONE | 700 | 1.3.6.1.4.1.14519.5.2.1.1706.8040.305421784433025738224838218643 | 1.3.6.1.4.1.14519.5.2.1.1706.8040.944340504896906164134304019334 | TCIA | 10.7937/K9/TCIA.2017.umz8dv6s
HNSCC-01-0190 | ORIGINAL | PT | 127 | 2002-06-19 | PET/CT HEAD&NECK CA IN | PET_AC_HEAD 3D | 11 | GE MEDICAL SYSTEMS | Discovery STE | 41.04 | Positron Emission Tomography Image Storage | [9 empty] | FDG -- fluorodeoxyglucose | 328014432 | 6588 | 0.97 | CYLINDRICAL RING | 700\153 | NONE | 700 | 1.3.6.1.4.1.14519.5.2.1.1706.8040.111554147789716051754547859065 | 1.3.6.1.4.1.14519.5.2.1.1706.8040.131555832732754440570573291044 | TCIA | 10.7937/K9/TCIA.2017.umz8dv6s
HNSCC-01-0190 | ORIGINAL | PT | 207 | 2002-06-19 | PET/CT HEAD&NECK CA IN | PET_NO AC 3DIR | 4 | GE MEDICAL SYSTEMS | Discovery STE | 41.04 | Positron Emission Tomography Image Storage | [9 empty] | FDG -- fluorodeoxyglucose | 328014432 | 6588 | 0.97 | CYLINDRICAL RING | 700\153 | NONE | 700 | 1.3.6.1.4.1.14519.5.2.1.1706.8040.111554147789716051754547859065 | 1.3.6.1.4.1.14519.5.2.1.1706.8040.295896173743413846218864041955 | TCIA | 10.7937/K9/TCIA.2017.umz8dv6s
HNSCC-01-0190 | ORIGINAL | CT | 207 | 2002-06-19 | PET/CT HEAD&NECK CA IN | CT Atten Cor Head IN | 2 | GE MEDICAL SYSTEMS | Discovery STE | 07MWHL36.4 | CT Image Storage | 120 | HELICAL MODE | 500 | 500 | 949.075 | 0 | CW | 566 | 27.5 | [8 empty] | 1.3.6.1.4.1.14519.5.2.1.1706.8040.111554147789716051754547859065 | 1.3.6.1.4.1.14519.5.2.1.1706.8040.340075180031948266027123321239 | TCIA | 10.7937/K9/TCIA.2017.umz8dv6s
HNSCC-01-0190 | ORIGINAL | PT | 127 | 2002-06-19 | PET/CT HEAD&NECK CA IN | PET_NAC_HEAD 3D | 10 | GE MEDICAL SYSTEMS | Discovery STE | 41.04 | Positron Emission Tomography Image Storage | [9 empty] | FDG -- fluorodeoxyglucose | 328014432 | 6588 | 0.97 | CYLINDRICAL RING | 700\153 | NONE | 700 | 1.3.6.1.4.1.14519.5.2.1.1706.8040.111554147789716051754547859065 | 1.3.6.1.4.1.14519.5.2.1.1706.8040.615324782362650573446725279193 | TCIA | 10.7937/K9/TCIA.2017.umz8dv6s
HNSCC-01-0190 | ORIGINAL | PT | 207 | 2002-06-19 | PET/CT HEAD&NECK CA IN | pet_ac_3d | 5 | GE MEDICAL SYSTEMS | Discovery STE | 41.04 | Positron Emission Tomography Image Storage | [9 empty] | FDG -- fluorodeoxyglucose | 328014432 | 6588 | 0.97 | CYLINDRICAL RING | 700\153 | NONE | 700 | 1.3.6.1.4.1.14519.5.2.1.1706.8040.111554147789716051754547859065 | 1.3.6.1.4.1.14519.5.2.1.1706.8040.810001903428510466956009231284 | TCIA | 10.7937/K9/TCIA.2017.umz8dv6s
HNSCC-01-0190 | NULL | RTDOSE | 1 | 2002-09-10 | RT SIMULATION | NULL | 1 | ADAC | Pinnacle3 | 9.8 | RT Dose Storage | [17 empty] | 1.3.6.1.4.1.14519.5.2.1.1706.8040.245584272228427568782026470488 | 1.3.6.1.4.1.14519.5.2.1.1706.8040.166210990296652275129579439166 | TCIA | 10.7937/K9/TCIA.2017.umz8dv6s
HNSCC-01-0190 | NULL | RTSTRUCT | 1 | 2002-09-10 | RT SIMULATION | NULL | 1 | ADAC | Pinnacle3 | 9.8 | RT Structure Set Storage | [17 empty] | 1.3.6.1.4.1.14519.5.2.1.1706.8040.245584272228427568782026470488 | 1.3.6.1.4.1.14519.5.2.1.1706.8040.226496293442911367100865787607 | TCIA | 10.7937/K9/TCIA.2017.umz8dv6s
HNSCC-01-0190 | NULL | RTPLAN | 1 | 2002-09-10 | RT SIMULATION | NULL | 1 | ADAC | Pinnacle3 | 9.8 | RT Plan Storage | [17 empty] | 1.3.6.1.4.1.14519.5.2.1.1706.8040.245584272228427568782026470488 | 1.3.6.1.4.1.14519.5.2.1.1706.8040.233765454756536251158021190717 | TCIA | 10.7937/K9/TCIA.2017.umz8dv6s
HNSCC-01-0190 | ORIGINAL | CT | 148 | 2002-09-10 | RT SIMULATION | NULL | 3 | Philips | Mx8000 IDT 16 | 4.2.1 | CT Image Storage | 120 | HELIX | 500 | 500 |  | 0 | CW | [10 empty] | 1.3.6.1.4.1.14519.5.2.1.1706.8040.245584272228427568782026470488 | 1.3.6.1.4.1.14519.5.2.1.1706.8040.300427866245818275706400084464 | TCIA | 10.7937/K9/TCIA.2017.umz8dv6s
HNSCC-01-0190 | ORIGINAL | CT | 152 | 2002-09-29 | RT SIMULATION | NULL | 2 | Philips | Mx8000 IDT 16 | 4.2.1 | CT Image Storage | 120 | HELIX | 500 | 500 |  | 0 | CW | [10 empty] | 1.3.6.1.4.1.14519.5.2.1.1706.8040.161149609005652481312791895106 | 1.3.6.1.4.1.14519.5.2.1.1706.8040.961842962545958774112904052048 | TCIA | 10.7937/K9/TCIA.2017.umz8dv6s
HNSCC-01-0190 | ORIGINAL | CT | 207 | 2002-12-11 | PET/CT HEAD & NECK CA | CT Soft | 2 | GE MEDICAL SYSTEMS | Discovery RX | 07MWDVCT36.4 | CT Image Storage | 120 | HELICAL MODE | 500 | 500 | 949.075 | 0 | CW | 500 | 55 | [8 empty] | 1.3.6.1.4.1.14519.5.2.1.1706.8040.157578942643589333158900863592 | 1.3.6.1.4.1.14519.5.2.1.1706.8040.127738497215810964347830350119 | TCIA | 10.7937/K9/TCIA.2017.umz8dv6s
HNSCC-01-0190 | ORIGINAL | PT | 111 | 2002-12-11 | PET/CT HEAD & NECK CA | PET_AC_3D_FDG_H&N | 11 | GE MEDICAL SYSTEMS | Discovery RX | 41.04 | Positron Emission Tomography Image Storage | [9 empty] | FDG -- fluorodeoxyglucose | 425431616 | 6588 | 0.97 | CYLINDRICAL RING | 700\153 | NONE | 700 | 1.3.6.1.4.1.14519.5.2.1.1706.8040.157578942643589333158900863592 | 1.3.6.1.4.1.14519.5.2.1.1706.8040.159879713287733585356695234600 | TCIA | 10.7937/K9/TCIA.2017.umz8dv6s
HNSCC-01-0190 | ORIGINAL | PT | 207 | 2002-12-11 | PET/CT HEAD & NECK CA | PET_AC_3D_FDG | 5 | GE MEDICAL SYSTEMS | Discovery RX | 41.04 | Positron Emission Tomography Image Storage | [9 empty] | FDG -- fluorodeoxyglucose | 425431616 | 6588 | 0.97 | CYLINDRICAL RING | 700\153 | NONE | 700 | 1.3.6.1.4.1.14519.5.2.1.1706.8040.157578942643589333158900863592 | 1.3.6.1.4.1.14519.5.2.1.1706.8040.243189584586181885392146126794 | TCIA | 10.7937/K9/TCIA.2017.umz8dv6s
HNSCC-01-0190 | ORIGINAL | PT | 111 | 2002-12-11 | PET/CT HEAD & NECK CA | 3D_FDG_H&N_NAC | 10 | GE MEDICAL SYSTEMS | Discovery RX | 41.04 | Positron Emission Tomography Image Storage | [9 empty] | FDG -- fluorodeoxyglucose | 425431616 | 6588 | 0.97 | CYLINDRICAL RING | 700\153 | NONE | 700 | 1.3.6.1.4.1.14519.5.2.1.1706.8040.157578942643589333158900863592 | 1.3.6.1.4.1.14519.5.2.1.1706.8040.284055837237582938780123713643 | TCIA | 10.7937/K9/TCIA.2017.umz8dv6s
HNSCC-01-0190 | ORIGINAL | PT | 207 | 2002-12-11 | PET/CT HEAD & NECK CA | PET_NAC_3D_FDG | 4 | GE MEDICAL SYSTEMS | Discovery RX | 41.04 | Positron Emission Tomography Image Storage | [9 empty] | FDG -- fluorodeoxyglucose | 425431616 | 6588 | 0.97 | CYLINDRICAL RING | 700\153 | NONE | 700 | 1.3.6.1.4.1.14519.5.2.1.1706.8040.157578942643589333158900863592 | 1.3.6.1.4.1.14519.5.2.1.1706.8040.349423871357316075988184543338 | TCIA | 10.7937/K9/TCIA.2017.umz8dv6s
HNSCC-01-0191 | ORIGINAL | PT | 127 | 2002-06-22 | PET/CT HEAD&NECK CA IN | PET_AC_HEAD 3D | 11 | GE MEDICAL SYSTEMS | Discovery STE | 41.04 | Positron Emission Tomography Image Storage | [9 empty] | FDG -- fluorodeoxyglucose | 372181568 | 6588 | 0.97 | CYLINDRICAL RING | 700\153 | NONE | 700 | 1.3.6.1.4.1.14519.5.2.1.1706.8040.252678163917371983145083967183 | 1.3.6.1.4.1.14519.5.2.1.1706.8040.213763594257747969978516223990 | TCIA | 10.7937/K9/TCIA.2017.umz8dv6s
HNSCC-01-0191 | ORIGINAL | PT | 207 | 2002-06-22 | PET/CT HEAD&NECK CA IN | PET_NO AC 3DIR | 4 | GE MEDICAL SYSTEMS | Discovery STE | 41.04 | Positron Emission Tomography Image Storage | [9 empty] | FDG -- fluorodeoxyglucose | 372181568 | 6588 | 0.97 | CYLINDRICAL RING | 700\153 | NONE | 700 | 1.3.6.1.4.1.14519.5.2.1.1706.8040.252678163917371983145083967183 | 1.3.6.1.4.1.14519.5.2.1.1706.8040.222351314925644865969540014142 | TCIA | 10.7937/K9/TCIA.2017.umz8dv6s
HNSCC-01-0191 | ORIGINAL | CT | 207 | 2002-06-22 | PET/CT HEAD&NECK CA IN | CT Atten Cor Head IN | 2 | GE MEDICAL SYSTEMS | Discovery STE | 07MWHL36.4 | CT Image Storage | 120 | HELICAL MODE | 500 | 500 | 949.075 | 0 | CW | 566 | 27.5 | [8 empty] | 1.3.6.1.4.1.14519.5.2.1.1706.8040.252678163917371983145083967183 | 1.3.6.1.4.1.14519.5.2.1.1706.8040.687610480558935444262384193803 | TCIA | 10.7937/K9/TCIA.2017.umz8dv6s
HNSCC-01-0191 | ORIGINAL | PT | 127 | 2002-06-22 | PET/CT HEAD&NECK CA IN | PET_NAC_HEAD 3D | 10 | GE MEDICAL SYSTEMS | Discovery STE | 41.04 | Positron Emission Tomography Image Storage | [9 empty] | FDG -- fluorodeoxyglucose | 372181568 | 6588 | 0.97 | CYLINDRICAL RING | 700\153 | NONE | 700 | 1.3.6.1.4.1.14519.5.2.1.1706.8040.252678163917371983145083967183 | 1.3.6.1.4.1.14519.5.2.1.1706.8040.893426954184367503902257021957 | TCIA | 10.7937/K9/TCIA.2017.umz8dv6s
HNSCC-01-0191 | ORIGINAL | PT | 207 | 2002-06-22 | PET/CT HEAD&NECK CA IN | pet_ac_3d | 5 | GE MEDICAL SYSTEMS | Discovery STE | 41.04 | Positron Emission Tomography Image Storage | [9 empty] | FDG -- fluorodeoxyglucose | 372181568 | 6588 | 0.97 | CYLINDRICAL RING | 700\153 | NONE | 700 | 1.3.6.1.4.1.14519.5.2.1.1706.8040.252678163917371983145083967183 | 1.3.6.1.4.1.14519.5.2.1.1706.8040.898340638583670817363306974983 | TCIA | 10.7937/K9/TCIA.2017.umz8dv6s
HNSCC-01-0191 | NULL | RTSTRUCT | 1 | 2002-08-24 | RT SIMULATION | NULL | 1 | ADAC | Pinnacle3 | 9.8 | RT Structure Set Storage | [17 empty] | 1.3.6.1.4.1.14519.5.2.1.1706.8040.293733169113242255892027053842 | 1.3.6.1.4.1.14519.5.2.1.1706.8040.240172570900585779564218236606 | TCIA | 10.7937/K9/TCIA.2017.umz8dv6s
HNSCC-01-0191 | NULL | RTPLAN | 1 | 2002-08-24 | RT SIMULATION | NULL | 1 | ADAC | Pinnacle3 | 9.8 | RT Plan Storage | [17 empty] | 1.3.6.1.4.1.14519.5.2.1.1706.8040.293733169113242255892027053842 | 1.3.6.1.4.1.14519.5.2.1.1706.8040.299116034387323518183973706044 | TCIA | 10.7937/K9/TCIA.2017.umz8dv6s
HNSCC-01-0191 | NULL | RTDOSE | 1 | 2002-08-24 | RT SIMULATION | NULL | 1 | ADAC | Pinnacle3 | 9.8 | RT Dose Storage | [17 empty] | 1.3.6.1.4.1.14519.5.2.1.1706.8040.293733169113242255892027053842 | 1.3.6.1.4.1.14519.5.2.1.1706.8040.596484884012440575082984760311 | TCIA | 10.7937/K9/TCIA.2017.umz8dv6s
HNSCC-01-0191 | ORIGINAL | CT | 127 | 2002-08-24 | RT SIMULATION | NULL | 3 | Philips | Mx8000 IDT 16 | 4.2.1 | CT Image Storage | 120 | HELIX | 500 | 500 |  | 0 | CW | [10 empty] | 1.3.6.1.4.1.14519.5.2.1.1706.8040.293733169113242255892027053842 | 1.3.6.1.4.1.14519.5.2.1.1706.8040.127628051442719620511980233884 | TCIA | 10.7937/K9/TCIA.2017.umz8dv6s
HNSCC-01-0191 | ORIGINAL | PT | 207 | 2003-01-11 | PET/CT HEAD & NECK CA | pet_ac_3d | 6 | GE MEDICAL SYSTEMS | Discovery RX | 41.04 | Positron Emission Tomography Image Storage | [9 empty] | FDG -- fluorodeoxyglucose | 330096928 | 6588 | 0.97 | CYLINDRICAL RING | 700\153 | NONE | 700 | 1.3.6.1.4.1.14519.5.2.1.1706.8040.146127181817517976546604648009 | 1.3.6.1.4.1.14519.5.2.1.1706.8040.100744381556800479905089956963 | TCIA | 10.7937/K9/TCIA.2017.umz8dv6s
HNSCC-01-0191 | ORIGINAL | PT | 207 | 2003-01-11 | PET/CT HEAD & NECK CA | PET_NO AC 3DIR | 5 | GE MEDICAL SYSTEMS | Discovery RX | 41.04 | Positron Emission Tomography Image Storage | [9 empty] | FDG -- fluorodeoxyglucose | 330096928 | 6588 | 0.97 | CYLINDRICAL RING | 700\153 | NONE | 700 | 1.3.6.1.4.1.14519.5.2.1.1706.8040.146127181817517976546604648009 | 1.3.6.1.4.1.14519.5.2.1.1706.8040.150547215559715114809294130890 | TCIA | 10.7937/K9/TCIA.2017.umz8dv6s
HNSCC-01-0191 | ORIGINAL | PT | 127 | 2003-01-11 | PET/CT HEAD & NECK CA | pet_ac_3d_H&N | 12 | GE MEDICAL SYSTEMS | Discovery RX | 41.04 | Positron Emission Tomography Image Storage | [9 empty] | FDG -- fluorodeoxyglucose | 330096928 | 6588 | 0.97 | CYLINDRICAL RING | 700\153 | NONE | 700 | 1.3.6.1.4.1.14519.5.2.1.1706.8040.146127181817517976546604648009 | 1.3.6.1.4.1.14519.5.2.1.1706.8040.213482250204360140573012924420 | TCIA | 10.7937/K9/TCIA.2017.umz8dv6s
HNSCC-01-0191 | ORIGINAL | PT | 127 | 2003-01-11 | PET/CT HEAD & NECK CA | PET_NO AC 3DIR_H&N | 11 | GE MEDICAL SYSTEMS | Discovery RX | 41.04 | Positron Emission Tomography Image Storage | [9 empty] | FDG -- fluorodeoxyglucose | 330096928 | 6588 | 0.97 | CYLINDRICAL RING | 700\153 | NONE | 700 | 1.3.6.1.4.1.14519.5.2.1.1706.8040.146127181817517976546604648009 | 1.3.6.1.4.1.14519.5.2.1.1706.8040.237359584091668362264883765322 | TCIA | 10.7937/K9/TCIA.2017.umz8dv6s
HNSCC-01-0191 | ORIGINAL | CT | 207 | 2003-01-11 | PET/CT HEAD & NECK CA | CT atten Soft | 3 | GE MEDICAL SYSTEMS | Discovery RX | 07MWHL36.4 | CT Image Storage | 120 | HELICAL MODE | 500 | 500 | 949.075 | 0 | CW | 566 | 27.5 | [8 empty] | 1.3.6.1.4.1.14519.5.2.1.1706.8040.146127181817517976546604648009 | 1.3.6.1.4.1.14519.5.2.1.1706.8040.321250137071108547431252036465 | TCIA | 10.7937/K9/TCIA.2017.umz8dv6s
HNSCC-01-0192 | ORIGINAL | PT | 127 | 2002-06-26 | PET/CT HEAD&NECK CA IN | PET_AC_3D_FDG_H&N | 11 | GE MEDICAL SYSTEMS | Discovery RX | 41.04 | Positron Emission Tomography Image Storage | [9 empty] | FDG -- fluorodeoxyglucose | 292585152 | 6588 | 0.97 | CYLINDRICAL RING | 700\153 | NONE | 700 | 1.3.6.1.4.1.14519.5.2.1.1706.8040.247894633620978573458311554130 | 1.3.6.1.4.1.14519.5.2.1.1706.8040.100221820686959550930601147273 | TCIA | 10.7937/K9/TCIA.2017.umz8dv6s
HNSCC-01-0192 | ORIGINAL | PT | 127 | 2002-06-26 | PET/CT HEAD&NECK CA IN | 3D_FDG_H&N_NAC | 10 | GE MEDICAL SYSTEMS | Discovery RX | 41.04 | Positron Emission Tomography Image Storage | [9 empty] | FDG -- fluorodeoxyglucose | 292585152 | 6588 | 0.97 | CYLINDRICAL RING | 700\153 | NONE | 700 | 1.3.6.1.4.1.14519.5.2.1.1706.8040.247894633620978573458311554130 | 1.3.6.1.4.1.14519.5.2.1.1706.8040.175902548651602061060963722200 | TCIA | 10.7937/K9/TCIA.2017.umz8dv6s
HNSCC-01-0192 | ORIGINAL | PT | 207 | 2002-06-26 | PET/CT HEAD&NECK CA IN | PET_NAC_3D_FDG | 4 | GE MEDICAL SYSTEMS | Discovery RX | 41.04 | Positron Emission Tomography Image Storage | [9 empty] | FDG -- fluorodeoxyglucose | 292585152 | 6588 | 0.97 | CYLINDRICAL RING | 700\153 | NONE | 700 | 1.3.6.1.4.1.14519.5.2.1.1706.8040.247894633620978573458311554130 | 1.3.6.1.4.1.14519.5.2.1.1706.8040.299623588799921877186469125040 | TCIA | 10.7937/K9/TCIA.2017.umz8dv6s
HNSCC-01-0192 | ORIGINAL | PT | 207 | 2002-06-26 | PET/CT HEAD&NECK CA IN | PET_AC_3D_FDG | 5 | GE MEDICAL SYSTEMS | Discovery RX | 41.04 | Positron Emission Tomography Image Storage | [9 empty] | FDG -- fluorodeoxyglucose | 292585152 | 6588 | 0.97 | CYLINDRICAL RING | 700\153 | NONE | 700 | 1.3.6.1.4.1.14519.5.2.1.1706.8040.247894633620978573458311554130 | 1.3.6.1.4.1.14519.5.2.1.1706.8040.305127645036153952413958365630 | TCIA | 10.7937/K9/TCIA.2017.umz8dv6s
HNSCC-01-0192 | ORIGINAL | CT | 207 | 2002-06-26 | PET/CT HEAD&NECK CA IN | CT Soft | 2 | GE MEDICAL SYSTEMS | Discovery RX | 07MWDVCT36.4 | CT Image Storage | 120 | HELICAL MODE | 500 | 500 | 949.075 | 0 | CW | 500 | 55 | [8 empty] | 1.3.6.1.4.1.14519.5.2.1.1706.8040.247894633620978573458311554130 | 1.3.6.1.4.1.14519.5.2.1.1706.8040.322807188991271932511921699308 | TCIA | 10.7937/K9/TCIA.2017.umz8dv6s
HNSCC-01-0192 | NULL | RTPLAN | 1 | 2002-07-09 | RT SIMULATION | NULL | 1 | ADAC | Pinnacle3 | 9.8 | RT Plan Storage | [17 empty] | 1.3.6.1.4.1.14519.5.2.1.1706.8040.305956399479776845737043518449 | 1.3.6.1.4.1.14519.5.2.1.1706.8040.117656783445630105427418851015 | TCIA | 10.7937/K9/TCIA.2017.umz8dv6s
HNSCC-01-0192 | NULL | RTDOSE | 1 | 2002-07-09 | RT SIMULATION | NULL | 1 | ADAC | Pinnacle3 | 9.8 | RT Dose Storage | [17 empty] | 1.3.6.1.4.1.14519.5.2.1.1706.8040.305956399479776845737043518449 | 1.3.6.1.4.1.14519.5.2.1.1706.8040.125127559596812573066179659599 | TCIA | 10.7937/K9/TCIA.2017.umz8dv6s
HNSCC-01-0192 | NULL | RTSTRUCT | 1 | 2002-07-09 | RT SIMULATION | NULL | 1 | ADAC | Pinnacle3 | 9.8 | RT Structure Set Storage | [17 empty] | 1.3.6.1.4.1.14519.5.2.1.1706.8040.305956399479776845737043518449 | 1.3.6.1.4.1.14519.5.2.1.1706.8040.249800022500659616820369640479 | TCIA | 10.7937/K9/TCIA.2017.umz8dv6s
HNSCC-01-0192 | ORIGINAL | CT | 140 | 2002-07-09 | RT SIMULATION | NULL | 3 | Philips | Mx8000 IDT 16 | 4.2.1 | CT Image Storage | 120 | HELIX | 500 | 500 |  | 0 | CW | [10 empty] | 1.3.6.1.4.1.14519.5.2.1.1706.8040.305956399479776845737043518449 | 1.3.6.1.4.1.14519.5.2.1.1706.8040.774369399208304548818893469873 | TCIA | 10.7937/K9/TCIA.2017.umz8dv6s
HNSCC-01-0192 | ORIGINAL | PT | 107 | 2002-12-09 | PET/CT HEAD & NECK CA | PET_NAC_HEAD 3D | 10 | GE MEDICAL SYSTEMS | Discovery STE | 41.04 | Positron Emission Tomography Image Storage | [9 empty] | FDG -- fluorodeoxyglucose | 452071552 | 6588 | 0.97 | CYLINDRICAL RING | 700\153 | NONE | 700 | 1.3.6.1.4.1.14519.5.2.1.1706.8040.211020988368594930895429337447 | 1.3.6.1.4.1.14519.5.2.1.1706.8040.103332538233934843437703040219 | TCIA | 10.7937/K9/TCIA.2017.umz8dv6s
HNSCC-01-0192 | ORIGINAL | CT | 199 | 2002-12-09 | PET/CT HEAD & NECK CA | CT Atten Cor Head IN | 2 | GE MEDICAL SYSTEMS | Discovery STE | 07MWHL36.4 | CT Image Storage | 120 | HELICAL MODE | 500 | 500 | 949.075 | 0 | CW | 566 | 27.5 | [8 empty] | 1.3.6.1.4.1.14519.5.2.1.1706.8040.211020988368594930895429337447 | 1.3.6.1.4.1.14519.5.2.1.1706.8040.131761863326241272089538522477 | TCIA | 10.7937/K9/TCIA.2017.umz8dv6s
HNSCC-01-0192 | ORIGINAL | PT | 107 | 2002-12-09 | PET/CT HEAD & NECK CA | PET_AC_HEAD 3D | 11 | GE MEDICAL SYSTEMS | Discovery STE | 41.04 | Positron Emission Tomography Image Storage | [9 empty] | FDG -- fluorodeoxyglucose | 452071552 | 6588 | 0.97 | CYLINDRICAL RING | 700\153 | NONE | 700 | 1.3.6.1.4.1.14519.5.2.1.1706.8040.211020988368594930895429337447 | 1.3.6.1.4.1.14519.5.2.1.1706.8040.178370116975273627083592242372 | TCIA | 10.7937/K9/TCIA.2017.umz8dv6s
HNSCC-01-0192 | ORIGINAL | PT | 199 | 2002-12-09 | PET/CT HEAD & NECK CA | pet_ac_3d | 5 | GE MEDICAL SYSTEMS | Discovery STE | 41.04 | Positron Emission Tomography Image Storage | [9 empty] | FDG -- fluorodeoxyglucose | 452071552 | 6588 | 0.97 | CYLINDRICAL RING | 700\153 | NONE | 700 | 1.3.6.1.4.1.14519.5.2.1.1706.8040.211020988368594930895429337447 | 1.3.6.1.4.1.14519.5.2.1.1706.8040.882157576439977510637509330187 | TCIA | 10.7937/K9/TCIA.2017.umz8dv6s
HNSCC-01-0192 | ORIGINAL | PT | 199 | 2002-12-09 | PET/CT HEAD & NECK CA | PET_NO AC 3DIR | 4 | GE MEDICAL SYSTEMS | Discovery STE | 41.04 | Positron Emission Tomography Image Storage | [9 empty] | FDG -- fluorodeoxyglucose | 452071552 | 6588 | 0.97 | CYLINDRICAL RING | 700\153 | NONE | 700 | 1.3.6.1.4.1.14519.5.2.1.1706.8040.211020988368594930895429337447 | 1.3.6.1.4.1.14519.5.2.1.1706.8040.884148248333114146635680071418 | TCIA | 10.7937/K9/TCIA.2017.umz8dv6s
HNSCC-01-0193 | ORIGINAL | CT | 247 | 2002-07-02 | PET/CT HEAD&NECK CA IN | CT Atten Cor Head IN | 2 | GE MEDICAL SYSTEMS | Discovery STE | 07MWHL36.4 | CT Image Storage | 120 | HELICAL MODE | 500 | 500 | 949.075 | 0 | CW | 566 | 27.5 | [8 empty] | 1.3.6.1.4.1.14519.5.2.1.1706.8040.104050162994615978574356727024 | 1.3.6.1.4.1.14519.5.2.1.1706.8040.268091465643267123196344531804 | TCIA | 10.7937/K9/TCIA.2017.umz8dv6s
HNSCC-01-0193 | ORIGINAL | PT | 127 | 2002-07-02 | PET/CT HEAD&NECK CA IN | PET_NAC_HEAD 3D | 10 | GE MEDICAL SYSTEMS | Discovery STE | 41.04 | Positron Emission Tomography Image Storage | [9 empty] | FDG -- fluorodeoxyglucose | 371278272 | 6588 | 0.97 | CYLINDRICAL RING | 700\153 | NONE | 700 | 1.3.6.1.4.1.14519.5.2.1.1706.8040.104050162994615978574356727024 | 1.3.6.1.4.1.14519.5.2.1.1706.8040.276480202538801690736035811337 | TCIA | 10.7937/K9/TCIA.2017.umz8dv6s
HNSCC-01-0193 | ORIGINAL | PT | 247 | 2002-07-02 | PET/CT HEAD&NECK CA IN | pet_ac_3d | 5 | GE MEDICAL SYSTEMS | Discovery STE | 41.04 | Positron Emission Tomography Image Storage | [9 empty] | FDG -- fluorodeoxyglucose | 371278272 | 6588 | 0.97 | CYLINDRICAL RING | 700\153 | NONE | 700 | 1.3.6.1.4.1.14519.5.2.1.1706.8040.104050162994615978574356727024 | 1.3.6.1.4.1.14519.5.2.1.1706.8040.314714748139381522187776813324 | TCIA | 10.7937/K9/TCIA.2017.umz8dv6s
HNSCC-01-0193 | ORIGINAL | PT | 247 | 2002-07-02 | PET/CT HEAD&NECK CA IN | PET_NO AC 3DIR | 4 | GE MEDICAL SYSTEMS | Discovery STE | 41.04 | Positron Emission Tomography Image Storage | [9 empty] | FDG -- fluorodeoxyglucose | 371278272 | 6588 | 0.97 | CYLINDRICAL RING | 700\153 | NONE | 700 | 1.3.6.1.4.1.14519.5.2.1.1706.8040.104050162994615978574356727024 | 1.3.6.1.4.1.14519.5.2.1.1706.8040.326152339113434713352751745674 | TCIA | 10.7937/K9/TCIA.2017.umz8dv6s
HNSCC-01-0193 | ORIGINAL | PT | 127 | 2002-07-02 | PET/CT HEAD&NECK CA IN | PET_AC_HEAD 3D | 11 | GE MEDICAL SYSTEMS | Discovery STE | 41.04 | Positron Emission Tomography Image Storage | [9 empty] | FDG -- fluorodeoxyglucose | 371278272 | 6588 | 0.97 | CYLINDRICAL RING | 700\153 | NONE | 700 | 1.3.6.1.4.1.14519.5.2.1.1706.8040.104050162994615978574356727024 | 1.3.6.1.4.1.14519.5.2.1.1706.8040.333401641823166081774696086889 | TCIA | 10.7937/K9/TCIA.2017.umz8dv6s
HNSCC-01-0193 | NULL | RTDOSE | 1 | 2002-09-10 | RT SIMULATION | NULL | 1 | ADAC | Pinnacle3 | 9.8 | RT Dose Storage | [17 empty] | 1.3.6.1.4.1.14519.5.2.1.1706.8040.109304204946459307692031554051 | 1.3.6.1.4.1.14519.5.2.1.1706.8040.292443551973615618846515949701 | TCIA | 10.7937/K9/TCIA.2017.umz8dv6s
HNSCC-01-0193 | NULL | RTPLAN | 1 | 2002-09-10 | RT SIMULATION | NULL | 1 | ADAC | Pinnacle3 | 9.8 | RT Plan Storage | [17 empty] | 1.3.6.1.4.1.14519.5.2.1.1706.8040.109304204946459307692031554051 | 1.3.6.1.4.1.14519.5.2.1.1706.8040.616156179340746705203069806376 | TCIA | 10.7937/K9/TCIA.2017.umz8dv6s
HNSCC-01-0193 | NULL | RTSTRUCT | 1 | 2002-09-10 | RT SIMULATION | NULL | 1 | ADAC | Pinnacle3 | 9.8 | RT Structure Set Storage | [17 empty] | 1.3.6.1.4.1.14519.5.2.1.1706.8040.109304204946459307692031554051 | 1.3.6.1.4.1.14519.5.2.1.1706.8040.842505322014513598455629833956 | TCIA | 10.7937/K9/TCIA.2017.umz8dv6s
HNSCC-01-0193 | ORIGINAL | CT | 120 | 2002-09-10 | RT SIMULATION | NULL | 3 | Philips | Brilliance 64 | 2.3.0 | CT Image Storage | 120 | HELIX | 500 | 500 |  | 0 | CW | [10 empty] | 1.3.6.1.4.1.14519.5.2.1.1706.8040.109304204946459307692031554051 | 1.3.6.1.4.1.14519.5.2.1.1706.8040.374891384356186003700467004269 | TCIA | 10.7937/K9/TCIA.2017.umz8dv6s
HNSCC-01-0193 | ORIGINAL | CT | 247 | 2003-05-24 | PET/CT HEAD & NECK CA | CT Atten Cor Head IN | 2 | GE MEDICAL SYSTEMS | Discovery STE | dm09_hl2sp1.23 | CT Image Storage | 120 | HELICAL MODE | 500 | 500 | 949.075 | 0 | CW | 566 | 27.5 | [8 empty] | 1.3.6.1.4.1.14519.5.2.1.1706.8040.168075594584067501442825749874 | 1.3.6.1.4.1.14519.5.2.1.1706.8040.105020354809518091492245807675 | TCIA | 10.7937/K9/TCIA.2017.umz8dv6s
HNSCC-01-0193 | ORIGINAL | PT | 127 | 2003-05-24 | PET/CT HEAD & NECK CA | PET_NAC_HEAD 3D | 10 | GE MEDICAL SYSTEMS | Discovery STE | 41.04 | Positron Emission Tomography Image Storage | [9 empty] | FDG -- fluorodeoxyglucose | 435171008 | 6588 | 0.97 | CYLINDRICAL RING | 700\153 | NONE | 700 | 1.3.6.1.4.1.14519.5.2.1.1706.8040.168075594584067501442825749874 | 1.3.6.1.4.1.14519.5.2.1.1706.8040.147575249272418487862942477757 | TCIA | 10.7937/K9/TCIA.2017.umz8dv6s
HNSCC-01-0193 | ORIGINAL | PT | 247 | 2003-05-24 | PET/CT HEAD & NECK CA | pet_ac_3d | 5 | GE MEDICAL SYSTEMS | Discovery STE | 41.04 | Positron Emission Tomography Image Storage | [9 empty] | FDG -- fluorodeoxyglucose | 435171008 | 6588 | 0.97 | CYLINDRICAL RING | 700\153 | NONE | 700 | 1.3.6.1.4.1.14519.5.2.1.1706.8040.168075594584067501442825749874 | 1.3.6.1.4.1.14519.5.2.1.1706.8040.319941264572660348737811997542 | TCIA | 10.7937/K9/TCIA.2017.umz8dv6s
HNSCC-01-0193 | ORIGINAL | PT | 247 | 2003-05-24 | PET/CT HEAD & NECK CA | PET_NO AC 3DIR | 4 | GE MEDICAL SYSTEMS | Discovery STE | 41.04 | Positron Emission Tomography Image Storage | [9 empty] | FDG -- fluorodeoxyglucose | 435171008 | 6588 | 0.97 | CYLINDRICAL RING | 700\153 | NONE | 700 | 1.3.6.1.4.1.14519.5.2.1.1706.8040.168075594584067501442825749874 | 1.3.6.1.4.1.14519.5.2.1.1706.8040.446177077240759203708129799914 | TCIA | 10.7937/K9/TCIA.2017.umz8dv6s
HNSCC-01-0193 | ORIGINAL | PT | 127 | 2003-05-24 | PET/CT HEAD & NECK CA | PET_AC_HEAD 3D | 11 | GE MEDICAL SYSTEMS | Discovery STE | 41.04 | Positron Emission Tomography Image Storage | [9 empty] | FDG -- fluorodeoxyglucose | 435171008 | 6588 | 0.97 | CYLINDRICAL RING | 700\153 | NONE | 700 | 1.3.6.1.4.1.14519.5.2.1.1706.8040.168075594584067501442825749874 | 1.3.6.1.4.1.14519.5.2.1.1706.8040.720633142477201034006533992886 | TCIA | 10.7937/K9/TCIA.2017.umz8dv6s
HNSCC-01-0194 | NULL | RTPLAN | 1 | 2002-10-22 | RT SIMULATION | NULL | 1 | ADAC | Pinnacle3 | 9.8 | RT Plan Storage | [17 empty] | 1.3.6.1.4.1.14519.5.2.1.1706.8040.697354091487835860982400143109 | 1.3.6.1.4.1.14519.5.2.1.1706.8040.175332743665586724963819675836 | TCIA | 10.7937/K9/TCIA.2017.umz8dv6s
HNSCC-01-0194 | NULL | RTSTRUCT | 1 | 2002-10-22 | RT SIMULATION | NULL | 1 | ADAC | Pinnacle3 | 9.8 | RT Structure Set Storage | [17 empty] | 1.3.6.1.4.1.14519.5.2.1.1706.8040.697354091487835860982400143109 | 1.3.6.1.4.1.14519.5.2.1.1706.8040.274177736392133235047396860885 | TCIA | 10.7937/K9/TCIA.2017.umz8dv6s
HNSCC-01-0194 | NULL | RTDOSE | 1 | 2002-10-22 | RT SIMULATION | NULL | 1 | ADAC | Pinnacle3 | 9.8 | RT Dose Storage | [17 empty] | 1.3.6.1.4.1.14519.5.2.1.1706.8040.697354091487835860982400143109 | 1.3.6.1.4.1.14519.5.2.1.1706.8040.281570860139124444191928287502 | TCIA | 10.7937/K9/TCIA.2017.umz8dv6s
HNSCC-01-0194 | ORIGINAL | CT | 155 | 2002-10-22 | RT SIMULATION | NULL | 3 | Philips | Brilliance 64 | 2.3.0 | CT Image Storage | 120 | HELIX | 500 | 500 |  | 0 | CW | [10 empty] | 1.3.6.1.4.1.14519.5.2.1.1706.8040.697354091487835860982400143109 | 1.3.6.1.4.1.14519.5.2.1.1706.8040.683651102605325281635196805985 | TCIA | 10.7937/K9/TCIA.2017.umz8dv6s
HNSCC-01-0194 | ORIGINAL | PT | 207 | 2002-10-29 | PET/CT HEAD & NECK CA | PET_AC_3D_FDG | 6 | GE MEDICAL SYSTEMS | Discovery RX | 41.04 | Positron Emission Tomography Image Storage | [9 empty] | FDG -- fluorodeoxyglucose | 425946080 | 6588 | 0.97 | CYLINDRICAL RING | 700\153 | NONE | 700 | 1.3.6.1.4.1.14519.5.2.1.1706.8040.123286561004171573506425001569 | 1.3.6.1.4.1.14519.5.2.1.1706.8040.117148431213376538422838932217 | TCIA | 10.7937/K9/TCIA.2017.umz8dv6s
HNSCC-01-0194 | ORIGINAL | PT | 127 | 2002-10-29 | PET/CT HEAD & NECK CA | 3D_FDG_H&N_NAC | 11 | GE MEDICAL SYSTEMS | Discovery RX | 41.04 | Positron Emission Tomography Image Storage | [9 empty] | FDG -- fluorodeoxyglucose | 425946080 | 6588 | 0.97 | CYLINDRICAL RING | 700\153 | NONE | 700 | 1.3.6.1.4.1.14519.5.2.1.1706.8040.123286561004171573506425001569 | 1.3.6.1.4.1.14519.5.2.1.1706.8040.248302785634957739911354473562 | TCIA | 10.7937/K9/TCIA.2017.umz8dv6s
HNSCC-01-0194 | ORIGINAL | CT | 207 | 2002-10-29 | PET/CT HEAD & NECK CA | CT Soft | 3 | GE MEDICAL SYSTEMS | Discovery RX | 07MWDVCT36.4 | CT Image Storage | 120 | HELICAL MODE | 500 | 500 | 949.075 | 0 | CW | 500 | 55 | [8 empty] | 1.3.6.1.4.1.14519.5.2.1.1706.8040.123286561004171573506425001569 | 1.3.6.1.4.1.14519.5.2.1.1706.8040.270648543059041094276337270310 | TCIA | 10.7937/K9/TCIA.2017.umz8dv6s
HNSCC-01-0194 | ORIGINAL | PT | 207 | 2002-10-29 | PET/CT HEAD & NECK CA | PET_NAC_3D_FDG | 5 | GE MEDICAL SYSTEMS | Discovery RX | 41.04 | Positron Emission Tomography Image Storage | [9 empty] | FDG -- fluorodeoxyglucose | 425946080 | 6588 | 0.97 | CYLINDRICAL RING | 700\153 | NONE | 700 | 1.3.6.1.4.1.14519.5.2.1.1706.8040.123286561004171573506425001569 | 1.3.6.1.4.1.14519.5.2.1.1706.8040.794294443799228613332034879859 | TCIA | 10.7937/K9/TCIA.2017.umz8dv6s
HNSCC-01-0194 | ORIGINAL | PT | 127 | 2002-10-29 | PET/CT HEAD & NECK CA | PET_AC_3D_FDG_H&N | 12 | GE MEDICAL SYSTEMS | Discovery RX | 41.04 | Positron Emission Tomography Image Storage | [9 empty] | FDG -- fluorodeoxyglucose | 425946080 | 6588 | 0.97 | CYLINDRICAL RING | 700\153 | NONE | 700 | 1.3.6.1.4.1.14519.5.2.1.1706.8040.123286561004171573506425001569 | 1.3.6.1.4.1.14519.5.2.1.1706.8040.903575212100833593961855106099 | TCIA | 10.7937/K9/TCIA.2017.umz8dv6s
HNSCC-01-0194 | ORIGINAL | PT | 207 | 2003-09-20 | PET CT SKULL TO MID TH | PET_NO AC 3DIR | 4 | GE MEDICAL SYSTEMS | Discovery RX | 41.04 | Positron Emission Tomography Image Storage | [9 empty] | FDG -- fluorodeoxyglucose | 285185728 | 6588 | 0.97 | CYLINDRICAL RING | 700\153 | NONE | 700 | 1.3.6.1.4.1.14519.5.2.1.1706.8040.183709260589552709274809825713 | 1.3.6.1.4.1.14519.5.2.1.1706.8040.122334457015995709805712982241 | TCIA | 10.7937/K9/TCIA.2017.umz8dv6s
HNSCC-01-0194 | ORIGINAL | CT | 207 | 2003-09-20 | PET CT SKULL TO MID TH | CT Atten soft | 2 | GE MEDICAL SYSTEMS | Discovery RX | dm09_hl2sp1.23 | CT Image Storage | 120 | HELICAL MODE | 500 | 500 | 949.075 | 0 | CW | 566 | 27.5 | [8 empty] | 1.3.6.1.4.1.14519.5.2.1.1706.8040.183709260589552709274809825713 | 1.3.6.1.4.1.14519.5.2.1.1706.8040.125622016807997774168086694196 | TCIA | 10.7937/K9/TCIA.2017.umz8dv6s
HNSCC-01-0194 | ORIGINAL | PT | 127 | 2003-09-20 | PET CT SKULL TO MID TH | PET_NO AC 3DIR_H&N | 10 | GE MEDICAL SYSTEMS | Discovery RX | 41.04 | Positron Emission Tomography Image Storage | [9 empty] | FDG -- fluorodeoxyglucose | 285185728 | 6588 | 0.97 | CYLINDRICAL RING | 700\153 | NONE | 700 | 1.3.6.1.4.1.14519.5.2.1.1706.8040.183709260589552709274809825713 | 1.3.6.1.4.1.14519.5.2.1.1706.8040.155865181310504544894731279575 | TCIA | 10.7937/K9/TCIA.2017.umz8dv6s
HNSCC-01-0194 | ORIGINAL | PT | 127 | 2003-09-20 | PET CT SKULL TO MID TH | pet_ac_3d_H&N | 11 | GE MEDICAL SYSTEMS | Discovery RX | 41.04 | Positron Emission Tomography Image Storage | [9 empty] | FDG -- fluorodeoxyglucose | 285185728 | 6588 | 0.97 | CYLINDRICAL RING | 700\153 | NONE | 700 | 1.3.6.1.4.1.14519.5.2.1.1706.8040.183709260589552709274809825713 | 1.3.6.1.4.1.14519.5.2.1.1706.8040.161639430242264674426779754020 | TCIA | 10.7937/K9/TCIA.2017.umz8dv6s
HNSCC-01-0194 | ORIGINAL | PT | 207 | 2003-09-20 | PET CT SKULL TO MID TH | pet_ac_3d | 5 | GE MEDICAL SYSTEMS | Discovery RX | 41.04 | Positron Emission Tomography Image Storage | [9 empty] | FDG -- fluorodeoxyglucose | 285185728 | 6588 | 0.97 | CYLINDRICAL RING | 700\153 | NONE | 700 | 1.3.6.1.4.1.14519.5.2.1.1706.8040.183709260589552709274809825713 | 1.3.6.1.4.1.14519.5.2.1.1706.8040.302571755909434883999875726400 | TCIA | 10.7937/K9/TCIA.2017.umz8dv6s
HNSCC-01-0195 | ORIGINAL | PT | 207 | 2002-07-09 | PET/CT HEAD&NECK CA IN | PET_NO AC 3DIR | 4 | GE MEDICAL SYSTEMS | Discovery STE | 41.04 | Positron Emission Tomography Image Storage | [9 empty] | FDG -- fluorodeoxyglucose | 415174112 | 6588 | 0.97 | CYLINDRICAL RING | 700\153 | NONE | 700 | 1.3.6.1.4.1.14519.5.2.1.1706.8040.940001044376076957067886822431 | 1.3.6.1.4.1.14519.5.2.1.1706.8040.133904080674665905342601828596 | TCIA | 10.7937/K9/TCIA.2017.umz8dv6s
HNSCC-01-0195 | ORIGINAL | CT | 207 | 2002-07-09 | PET/CT HEAD&NECK CA IN | CT Atten Cor Head IN | 2 | GE MEDICAL SYSTEMS | Discovery STE | 07MWHL36.4 | CT Image Storage | 120 | HELICAL MODE | 500 | 500 | 949.075 | 0 | CW | 566 | 27.5 | [8 empty] | 1.3.6.1.4.1.14519.5.2.1.1706.8040.940001044376076957067886822431 | 1.3.6.1.4.1.14519.5.2.1.1706.8040.170725267248898935560377393904 | TCIA | 10.7937/K9/TCIA.2017.umz8dv6s
HNSCC-01-0195 | ORIGINAL | PT | 127 | 2002-07-09 | PET/CT HEAD&NECK CA IN | PET_AC_HEAD 3D | 11 | GE MEDICAL SYSTEMS | Discovery STE | 41.04 | Positron Emission Tomography Image Storage | [9 empty] | FDG -- fluorodeoxyglucose | 415174112 | 6588 | 0.97 | CYLINDRICAL RING | 700\153 | NONE | 700 | 1.3.6.1.4.1.14519.5.2.1.1706.8040.940001044376076957067886822431 | 1.3.6.1.4.1.14519.5.2.1.1706.8040.262070523669154549799152067504 | TCIA | 10.7937/K9/TCIA.2017.umz8dv6s
HNSCC-01-0195 | ORIGINAL | PT | 127 | 2002-07-09 | PET/CT HEAD&NECK CA IN | PET_NAC_HEAD 3D | 10 | GE MEDICAL SYSTEMS | Discovery STE | 41.04 | Positron Emission Tomography Image Storage | [9 empty] | FDG -- fluorodeoxyglucose | 415174112 | 6588 | 0.97 | CYLINDRICAL RING | 700\153 | NONE | 700 | 1.3.6.1.4.1.14519.5.2.1.1706.8040.940001044376076957067886822431 | 1.3.6.1.4.1.14519.5.2.1.1706.8040.517196243201109489726051446581 | TCIA | 10.7937/K9/TCIA.2017.umz8dv6s
HNSCC-01-0195 | ORIGINAL | PT | 207 | 2002-07-09 | PET/CT HEAD&NECK CA IN | pet_ac_3d | 5 | GE MEDICAL SYSTEMS | Discovery STE | 41.04 | Positron Emission Tomography Image Storage | [9 empty] | FDG -- fluorodeoxyglucose | 415174112 | 6588 | 0.97 | CYLINDRICAL RING | 700\153 | NONE | 700 | 1.3.6.1.4.1.14519.5.2.1.1706.8040.940001044376076957067886822431 | 1.3.6.1.4.1.14519.5.2.1.1706.8040.593561702399703285747579409692 | TCIA | 10.7937/K9/TCIA.2017.umz8dv6s
HNSCC-01-0195 | NULL | RTPLAN | 1 | 2002-09-07 | RT SIMULATION | NULL | 1 | ADAC | Pinnacle3 | 9.8 | RT Plan Storage | [17 empty] | 1.3.6.1.4.1.14519.5.2.1.1706.8040.233804075007611398877842897755 | 1.3.6.1.4.1.14519.5.2.1.1706.8040.135262355414209978725460454183 | TCIA | 10.7937/K9/TCIA.2017.umz8dv6s
HNSCC-01-0195 | NULL | RTSTRUCT | 1 | 2002-09-07 | RT SIMULATION | NULL | 1 | ADAC | Pinnacle3 | 9.8 | RT Structure Set Storage | [17 empty] | 1.3.6.1.4.1.14519.5.2.1.1706.8040.233804075007611398877842897755 | 1.3.6.1.4.1.14519.5.2.1.1706.8040.179273099246216731287009919697 | TCIA | 10.7937/K9/TCIA.2017.umz8dv6s
HNSCC-01-0195 | NULL | RTDOSE | 1 | 2002-09-07 | RT SIMULATION | NULL | 1 | ADAC | Pinnacle3 | 9.8 | RT Dose Storage | [17 empty] | 1.3.6.1.4.1.14519.5.2.1.1706.8040.233804075007611398877842897755 | 1.3.6.1.4.1.14519.5.2.1.1706.8040.211302200246135570737054293580 | TCIA | 10.7937/K9/TCIA.2017.umz8dv6s
HNSCC-01-0195 | ORIGINAL | CT | 166 | 2002-09-07 | RT SIMULATION | NULL | 3 | Philips | Brilliance 64 | 2.3.0 | CT Image Storage | 120 | HELIX | 500 | 500 |  | 0 | CW | [10 empty] | 1.3.6.1.4.1.14519.5.2.1.1706.8040.233804075007611398877842897755 | 1.3.6.1.4.1.14519.5.2.1.1706.8040.243274737448861965898675930625 | TCIA | 10.7937/K9/TCIA.2017.umz8dv6s
HNSCC-01-0195 | ORIGINAL | PT | 207 | 2003-02-04 | PET/CT HEAD & NECK CA | PET_NO AC 3DIR | 4 | GE MEDICAL SYSTEMS | Discovery RX | 41.04 | Positron Emission Tomography Image Storage | [9 empty] | FDG -- fluorodeoxyglucose | 406288736 | 6588 | 0.97 | CYLINDRICAL RING | 700\153 | NONE | 700 | 1.3.6.1.4.1.14519.5.2.1.1706.8040.172191182345823128721148385371 | 1.3.6.1.4.1.14519.5.2.1.1706.8040.154783167717196365666430861083 | TCIA | 10.7937/K9/TCIA.2017.umz8dv6s
HNSCC-01-0195 | ORIGINAL | CT | 207 | 2003-02-04 | PET/CT HEAD & NECK CA | CT Atten soft | 2 | GE MEDICAL SYSTEMS | Discovery RX | dm09_hl2sp1.23 | CT Image Storage | 120 | HELICAL MODE | 500 | 500 | 949.075 | 0 | CW | 566 | 27.5 | [8 empty] | 1.3.6.1.4.1.14519.5.2.1.1706.8040.172191182345823128721148385371 | 1.3.6.1.4.1.14519.5.2.1.1706.8040.271815753553415326258210699242 | TCIA | 10.7937/K9/TCIA.2017.umz8dv6s
HNSCC-01-0195 | ORIGINAL | PT | 207 | 2003-02-04 | PET/CT HEAD & NECK CA | pet_ac_3d | 5 | GE MEDICAL SYSTEMS | Discovery RX | 41.04 | Positron Emission Tomography Image Storage | [9 empty] | FDG -- fluorodeoxyglucose | 406288736 | 6588 | 0.97 | CYLINDRICAL RING | 700\153 | NONE | 700 | 1.3.6.1.4.1.14519.5.2.1.1706.8040.172191182345823128721148385371 | 1.3.6.1.4.1.14519.5.2.1.1706.8040.316804959336062306064966728326 | TCIA | 10.7937/K9/TCIA.2017.umz8dv6s
HNSCC-01-0195 | ORIGINAL | PT | 127 | 2003-02-04 | PET/CT HEAD & NECK CA | PET_NO AC 3DIR_H&N | 10 | GE MEDICAL SYSTEMS | Discovery RX | 41.04 | Positron Emission Tomography Image Storage | [9 empty] | FDG -- fluorodeoxyglucose | 406288736 | 6588 | 0.97 | CYLINDRICAL RING | 700\153 | NONE | 700 | 1.3.6.1.4.1.14519.5.2.1.1706.8040.172191182345823128721148385371 | 1.3.6.1.4.1.14519.5.2.1.1706.8040.319774601529872982440307006984 | TCIA | 10.7937/K9/TCIA.2017.umz8dv6s
HNSCC-01-0195 | ORIGINAL | PT | 127 | 2003-02-04 | PET/CT HEAD & NECK CA | pet_ac_3d_H&N | 11 | GE MEDICAL SYSTEMS | Discovery RX | 41.04 | Positron Emission Tomography Image Storage | [9 empty] | FDG -- fluorodeoxyglucose | 406288736 | 6588 | 0.97 | CYLINDRICAL RING | 700\153 | NONE | 700 | 1.3.6.1.4.1.14519.5.2.1.1706.8040.172191182345823128721148385371 | 1.3.6.1.4.1.14519.5.2.1.1706.8040.321235842646871763903460152074 | TCIA | 10.7937/K9/TCIA.2017.umz8dv6s
HNSCC-01-0196 | NULL | RTDOSE | 1 | 2002-07-22 | RT SIMULATION | NULL | 1 | ADAC | Pinnacle3 | 9.8 | RT Dose Storage | [17 empty] | 1.3.6.1.4.1.14519.5.2.1.1706.8040.183724594860252372956565939687 | 1.3.6.1.4.1.14519.5.2.1.1706.8040.256214380699802014119065884532 | TCIA | 10.7937/K9/TCIA.2017.umz8dv6s
HNSCC-01-0196 | NULL | RTPLAN | 1 | 2002-07-22 | RT SIMULATION | NULL | 1 | ADAC | Pinnacle3 | 9.8 | RT Plan Storage | [17 empty] | 1.3.6.1.4.1.14519.5.2.1.1706.8040.183724594860252372956565939687 | 1.3.6.1.4.1.14519.5.2.1.1706.8040.272435051852210724763682453175 | TCIA | 10.7937/K9/TCIA.2017.umz8dv6s
HNSCC-01-0196 | NULL | RTSTRUCT | 1 | 2002-07-22 | RT SIMULATION | NULL | 1 | ADAC | Pinnacle3 | 9.8 | RT Structure Set Storage | [17 empty] | 1.3.6.1.4.1.14519.5.2.1.1706.8040.183724594860252372956565939687 | 1.3.6.1.4.1.14519.5.2.1.1706.8040.315672776275226710009449135220 | TCIA | 10.7937/K9/TCIA.2017.umz8dv6s
HNSCC-01-0196 | ORIGINAL | CT | 111 | 2002-07-22 | RT SIMULATION | NULL | 2 | Philips | Brilliance 64 | 2.3.0 | CT Image Storage | 120 | HELIX | 500 | 500 |  | 0 | CW | [10 empty] | 1.3.6.1.4.1.14519.5.2.1.1706.8040.183724594860252372956565939687 | 1.3.6.1.4.1.14519.5.2.1.1706.8040.247273063261311580021401329543 | TCIA | 10.7937/K9/TCIA.2017.umz8dv6s
HNSCC-01-0196 | ORIGINAL | PT | 247 | 2002-12-07 | PET/CT HEAD & NECK CA | PET_NO AC 3DIR | 4 | GE MEDICAL SYSTEMS | Discovery STE | 41.04 | Positron Emission Tomography Image Storage | [9 empty] | FDG -- fluorodeoxyglucose | 344879712 | 6588 | 0.97 | CYLINDRICAL RING | 700\153 | NONE | 700 | 1.3.6.1.4.1.14519.5.2.1.1706.8040.608877561639461406779060092753 | 1.3.6.1.4.1.14519.5.2.1.1706.8040.131513205411307638345596461320 | TCIA | 10.7937/K9/TCIA.2017.umz8dv6s
HNSCC-01-0196 | ORIGINAL | PT | 127 | 2002-12-07 | PET/CT HEAD & NECK CA | PET_NAC_HEAD 3D | 10 | GE MEDICAL SYSTEMS | Discovery STE | 41.04 | Positron Emission Tomography Image Storage | [9 empty] | FDG -- fluorodeoxyglucose | 344879712 | 6588 | 0.97 | CYLINDRICAL RING | 700\153 | NONE | 700 | 1.3.6.1.4.1.14519.5.2.1.1706.8040.608877561639461406779060092753 | 1.3.6.1.4.1.14519.5.2.1.1706.8040.225427471772357144945049511038 | TCIA | 10.7937/K9/TCIA.2017.umz8dv6s
HNSCC-01-0196 | ORIGINAL | CT | 247 | 2002-12-07 | PET/CT HEAD & NECK CA | CT Atten Cor Head IN | 2 | GE MEDICAL SYSTEMS | Discovery STE | 07MWHL36.4 | CT Image Storage | 120 | HELICAL MODE | 500 | 500 | 949.075 | 0 | CW | 566 | 27.5 | [8 empty] | 1.3.6.1.4.1.14519.5.2.1.1706.8040.608877561639461406779060092753 | 1.3.6.1.4.1.14519.5.2.1.1706.8040.249469367798762348093969586679 | TCIA | 10.7937/K9/TCIA.2017.umz8dv6s
HNSCC-01-0196 | ORIGINAL | PT | 247 | 2002-12-07 | PET/CT HEAD & NECK CA | pet_ac_3d | 5 | GE MEDICAL SYSTEMS | Discovery STE | 41.04 | Positron Emission Tomography Image Storage | [9 empty] | FDG -- fluorodeoxyglucose | 344879712 | 6588 | 0.97 | CYLINDRICAL RING | 700\153 | NONE | 700 | 1.3.6.1.4.1.14519.5.2.1.1706.8040.608877561639461406779060092753 | 1.3.6.1.4.1.14519.5.2.1.1706.8040.285824105526065530999288958592 | TCIA | 10.7937/K9/TCIA.2017.umz8dv6s
HNSCC-01-0196 | ORIGINAL | PT | 127 | 2002-12-07 | PET/CT HEAD & NECK CA | PET_AC_HEAD 3D | 11 | GE MEDICAL SYSTEMS | Discovery STE | 41.04 | Positron Emission Tomography Image Storage | [9 empty] | FDG -- fluorodeoxyglucose | 344879712 | 6588 | 0.97 | CYLINDRICAL RING | 700\153 | NONE | 700 | 1.3.6.1.4.1.14519.5.2.1.1706.8040.608877561639461406779060092753 | 1.3.6.1.4.1.14519.5.2.1.1706.8040.297478148231843371403929464416 | TCIA | 10.7937/K9/TCIA.2017.umz8dv6s
HNSCC-01-0197 | ORIGINAL | PT | 127 | 2002-07-06 | PET/CT HEAD&NECK CA IN | PET_NO AC 3DIR_H&N | 10 | GE MEDICAL SYSTEMS | Discovery RX | 41.04 | Positron Emission Tomography Image Storage | [9 empty] | FDG -- fluorodeoxyglucose | 391035520 | 6588 | 0.97 | CYLINDRICAL RING | 700\153 | NONE | 700 | 1.3.6.1.4.1.14519.5.2.1.1706.8040.278984399913594465602855596417 | 1.3.6.1.4.1.14519.5.2.1.1706.8040.161070167018804988225963680146 | TCIA | 10.7937/K9/TCIA.2017.umz8dv6s
HNSCC-01-0197 | ORIGINAL | CT | 207 | 2002-07-06 | PET/CT HEAD&NECK CA IN | CT Atten soft | 2 | GE MEDICAL SYSTEMS | Discovery RX | 07MWHL36.4 | CT Image Storage | 120 | HELICAL MODE | 500 | 500 | 949.075 | 0 | CW | 566 | 27.5 | [8 empty] | 1.3.6.1.4.1.14519.5.2.1.1706.8040.278984399913594465602855596417 | 1.3.6.1.4.1.14519.5.2.1.1706.8040.252214404459194182339070153154 | TCIA | 10.7937/K9/TCIA.2017.umz8dv6s
HNSCC-01-0197 | ORIGINAL | PT | 207 | 2002-07-06 | PET/CT HEAD&NECK CA IN | PET_NO AC 3DIR | 4 | GE MEDICAL SYSTEMS | Discovery RX | 41.04 | Positron Emission Tomography Image Storage | [9 empty] | FDG -- fluorodeoxyglucose | 391035520 | 6588 | 0.97 | CYLINDRICAL RING | 700\153 | NONE | 700 | 1.3.6.1.4.1.14519.5.2.1.1706.8040.278984399913594465602855596417 | 1.3.6.1.4.1.14519.5.2.1.1706.8040.298172794043914566207554410982 | TCIA | 10.7937/K9/TCIA.2017.umz8dv6s
HNSCC-01-0197 | ORIGINAL | PT | 207 | 2002-07-06 | PET/CT HEAD&NECK CA IN | pet_ac_3d | 5 | GE MEDICAL SYSTEMS | Discovery RX | 41.04 | Positron Emission Tomography Image Storage | [9 empty] | FDG -- fluorodeoxyglucose | 391035520 | 6588 | 0.97 | CYLINDRICAL RING | 700\153 | NONE | 700 | 1.3.6.1.4.1.14519.5.2.1.1706.8040.278984399913594465602855596417 | 1.3.6.1.4.1.14519.5.2.1.1706.8040.464036457041626485005035537256 | TCIA | 10.7937/K9/TCIA.2017.umz8dv6s
HNSCC-01-0197 | ORIGINAL | PT | 127 | 2002-07-06 | PET/CT HEAD&NECK CA IN | pet_ac_3d_H&N | 11 | GE MEDICAL SYSTEMS | Discovery RX | 41.04 | Positron Emission Tomography Image Storage | [9 empty] | FDG -- fluorodeoxyglucose | 391035520 | 6588 | 0.97 | CYLINDRICAL RING | 700\153 | NONE | 700 | 1.3.6.1.4.1.14519.5.2.1.1706.8040.278984399913594465602855596417 | 1.3.6.1.4.1.14519.5.2.1.1706.8040.547876594443709587116672003751 | TCIA | 10.7937/K9/TCIA.2017.umz8dv6s
HNSCC-01-0197 | NULL | RTDOSE | 1 | 2002-07-16 | RT SIMULATION | NULL | 1 | ADAC | Pinnacle3 | 9.8 | RT Dose Storage | [17 empty] | 1.3.6.1.4.1.14519.5.2.1.1706.8040.212118939867516276548242745941 | 1.3.6.1.4.1.14519.5.2.1.1706.8040.166823443311512837876513557559 | TCIA | 10.7937/K9/TCIA.2017.umz8dv6s
HNSCC-01-0197 | NULL | RTSTRUCT | 1 | 2002-07-16 | RT SIMULATION | NULL | 1 | ADAC | Pinnacle3 | 9.8 | RT Structure Set Storage | [17 empty] | 1.3.6.1.4.1.14519.5.2.1.1706.8040.212118939867516276548242745941 | 1.3.6.1.4.1.14519.5.2.1.1706.8040.282719815570357410888783969141 | TCIA | 10.7937/K9/TCIA.2017.umz8dv6s
HNSCC-01-0197 | NULL | RTPLAN | 1 | 2002-07-16 | RT SIMULATION | NULL | 1 | ADAC | Pinnacle3 | 9.8 | RT Plan Storage | [17 empty] | 1.3.6.1.4.1.14519.5.2.1.1706.8040.212118939867516276548242745941 | 1.3.6.1.4.1.14519.5.2.1.1706.8040.508442368674397070552359589300 | TCIA | 10.7937/K9/TCIA.2017.umz8dv6s
HNSCC-01-0197 | ORIGINAL | CT | 115 | 2002-07-16 | RT SIMULATION | NULL | 3 | Philips | Mx8000 IDT 16 | 4.2.1 | CT Image Storage | 120 | HELIX | 500 | 500 |  | 0 | CW | [10 empty] | 1.3.6.1.4.1.14519.5.2.1.1706.8040.212118939867516276548242745941 | 1.3.6.1.4.1.14519.5.2.1.1706.8040.152731954700193767519965892903 | TCIA | 10.7937/K9/TCIA.2017.umz8dv6s
HNSCC-01-0197 | ORIGINAL | PT | 207 | 2003-02-21 | PET/CT HEAD & NECK CA | PET_NAC_3D_FDG | 4 | GE MEDICAL SYSTEMS | Discovery RX | 41.04 | Positron Emission Tomography Image Storage | [9 empty] | FDG -- fluorodeoxyglucose | 319685952 | 6588 | 0.97 | CYLINDRICAL RING | 700\153 | NONE | 700 | 1.3.6.1.4.1.14519.5.2.1.1706.8040.306130199895905661723330615262 | 1.3.6.1.4.1.14519.5.2.1.1706.8040.124006308407566588320703912056 | TCIA | 10.7937/K9/TCIA.2017.umz8dv6s
HNSCC-01-0197 | ORIGINAL | PT | 127 | 2003-02-21 | PET/CT HEAD & NECK CA | 3D_FDG_H&N_NAC | 10 | GE MEDICAL SYSTEMS | Discovery RX | 41.04 | Positron Emission Tomography Image Storage | [9 empty] | FDG -- fluorodeoxyglucose | 319685952 | 6588 | 0.97 | CYLINDRICAL RING | 700\153 | NONE | 700 | 1.3.6.1.4.1.14519.5.2.1.1706.8040.306130199895905661723330615262 | 1.3.6.1.4.1.14519.5.2.1.1706.8040.205748903292877735147907903490 | TCIA | 10.7937/K9/TCIA.2017.umz8dv6s
HNSCC-01-0197 | ORIGINAL | PT | 207 | 2003-02-21 | PET/CT HEAD & NECK CA | PET_AC_3D_FDG | 5 | GE MEDICAL SYSTEMS | Discovery RX | 41.04 | Positron Emission Tomography Image Storage | [9 empty] | FDG -- fluorodeoxyglucose | 319685952 | 6588 | 0.97 | CYLINDRICAL RING | 700\153 | NONE | 700 | 1.3.6.1.4.1.14519.5.2.1.1706.8040.306130199895905661723330615262 | 1.3.6.1.4.1.14519.5.2.1.1706.8040.210892072117474662057271898968 | TCIA | 10.7937/K9/TCIA.2017.umz8dv6s
HNSCC-01-0197 | ORIGINAL | CT | 207 | 2003-02-21 | PET/CT HEAD & NECK CA | CT Soft | 2 | GE MEDICAL SYSTEMS | Discovery RX | 07MWDVCT36.4 | CT Image Storage | 120 | HELICAL MODE | 500 | 500 | 949.075 | 0 | CW | 500 | 55 | [8 empty] | 1.3.6.1.4.1.14519.5.2.1.1706.8040.306130199895905661723330615262 | 1.3.6.1.4.1.14519.5.2.1.1706.8040.544585920520217073655599066823 | TCIA | 10.7937/K9/TCIA.2017.umz8dv6s
HNSCC-01-0197 | ORIGINAL | PT | 127 | 2003-02-21 | PET/CT HEAD & NECK CA | PET_AC_3D_FDG_H&N | 11 | GE MEDICAL SYSTEMS | Discovery RX | 41.04 | Positron Emission Tomography Image Storage | [9 empty] | FDG -- fluorodeoxyglucose | 319685952 | 6588 | 0.97 | CYLINDRICAL RING | 700\153 | NONE | 700 | 1.3.6.1.4.1.14519.5.2.1.1706.8040.306130199895905661723330615262 | 1.3.6.1.4.1.14519.5.2.1.1706.8040.644291479774914064560502429049 | TCIA | 10.7937/K9/TCIA.2017.umz8dv6s
HNSCC-01-0198 | ORIGINAL | PT | 207 | 2002-07-09 | PET/CT HEAD&NECK CA IN | PET_NO AC 3DIR | 4 | GE MEDICAL SYSTEMS | Discovery STE | 41.04 | Positron Emission Tomography Image Storage | [9 empty] | FDG -- fluorodeoxyglucose | 355342240 | 6588 | 0.97 | CYLINDRICAL RING | 700\153 | NONE | 700 | 1.3.6.1.4.1.14519.5.2.1.1706.8040.305588799037659075399748780149 | 1.3.6.1.4.1.14519.5.2.1.1706.8040.198749048963222091989242104968 | TCIA | 10.7937/K9/TCIA.2017.umz8dv6s
HNSCC-01-0198 | ORIGINAL | PT | 207 | 2002-07-09 | PET/CT HEAD&NECK CA IN | pet_ac_3d | 5 | GE MEDICAL SYSTEMS | Discovery STE | 41.04 | Positron Emission Tomography Image Storage | [9 empty] | FDG -- fluorodeoxyglucose | 355342240 | 6588 | 0.97 | CYLINDRICAL RING | 700\153 | NONE | 700 | 1.3.6.1.4.1.14519.5.2.1.1706.8040.305588799037659075399748780149 | 1.3.6.1.4.1.14519.5.2.1.1706.8040.243187865766947163048468436767 | TCIA | 10.7937/K9/TCIA.2017.umz8dv6s
HNSCC-01-0198 | ORIGINAL | PT | 127 | 2002-07-09 | PET/CT HEAD&NECK CA IN | PET_NAC_HEAD 3D | 10 | GE MEDICAL SYSTEMS | Discovery STE | 41.04 | Positron Emission Tomography Image Storage | [9 empty] | FDG -- fluorodeoxyglucose | 355342240 | 6588 | 0.97 | CYLINDRICAL RING | 700\153 | NONE | 700 | 1.3.6.1.4.1.14519.5.2.1.1706.8040.305588799037659075399748780149 | 1.3.6.1.4.1.14519.5.2.1.1706.8040.251069577665578715722003470473 | TCIA | 10.7937/K9/TCIA.2017.umz8dv6s
HNSCC-01-0198 | ORIGINAL | CT | 207 | 2002-07-09 | PET/CT HEAD&NECK CA IN | CT Atten Cor Head IN | 2 | GE MEDICAL SYSTEMS | Discovery STE | 07MWHL36.4 | CT Image Storage | 120 | HELICAL MODE | 500 | 500 | 949.075 | 0 | CW | 566 | 27.5 | [8 empty] | 1.3.6.1.4.1.14519.5.2.1.1706.8040.305588799037659075399748780149 | 1.3.6.1.4.1.14519.5.2.1.1706.8040.253457452532798992882562405226 | TCIA | 10.7937/K9/TCIA.2017.umz8dv6s
HNSCC-01-0198 | ORIGINAL | PT | 127 | 2002-07-09 | PET/CT HEAD&NECK CA IN | PET_AC_HEAD 3D | 11 | GE MEDICAL SYSTEMS | Discovery STE | 41.04 | Positron Emission Tomography Image Storage | [9 empty] | FDG -- fluorodeoxyglucose | 355342240 | 6588 | 0.97 | CYLINDRICAL RING | 700\153 | NONE | 700 | 1.3.6.1.4.1.14519.5.2.1.1706.8040.305588799037659075399748780149 | 1.3.6.1.4.1.14519.5.2.1.1706.8040.323076124320321784077967990341 | TCIA | 10.7937/K9/TCIA.2017.umz8dv6s
HNSCC-01-0198 | NULL | RTPLAN | 1 | 2002-09-09 | RT SIMULATION | NULL | 1 | ADAC | Pinnacle3 | 9.8 | RT Plan Storage | [17 empty] | 1.3.6.1.4.1.14519.5.2.1.1706.8040.157334944199464918503219746231 | 1.3.6.1.4.1.14519.5.2.1.1706.8040.165979716125854095205512292953 | TCIA | 10.7937/K9/TCIA.2017.umz8dv6s
HNSCC-01-0198 | NULL | RTDOSE | 1 | 2002-09-09 | RT SIMULATION | NULL | 1 | ADAC | Pinnacle3 | 9.8 | RT Dose Storage | [17 empty] | 1.3.6.1.4.1.14519.5.2.1.1706.8040.157334944199464918503219746231 | 1.3.6.1.4.1.14519.5.2.1.1706.8040.227885544225628741987808939123 | TCIA | 10.7937/K9/TCIA.2017.umz8dv6s
HNSCC-01-0198 | NULL | RTSTRUCT | 1 | 2002-09-09 | RT SIMULATION | NULL | 1 | ADAC | Pinnacle3 | 9.8 | RT Structure Set Storage | [17 empty] | 1.3.6.1.4.1.14519.5.2.1.1706.8040.157334944199464918503219746231 | 1.3.6.1.4.1.14519.5.2.1.1706.8040.330720901730790189490511712839 | TCIA | 10.7937/K9/TCIA.2017.umz8dv6s
HNSCC-01-0198 | ORIGINAL | CT | 164 | 2002-09-09 | RT SIMULATION | NULL | 3 | Philips | Brilliance 64 | 2.3.0 | CT Image Storage | 120 | HELIX | 500 | 500 |  | 0 | CW | [10 empty] | 1.3.6.1.4.1.14519.5.2.1.1706.8040.157334944199464918503219746231 | 1.3.6.1.4.1.14519.5.2.1.1706.8040.265695516048296536265313392814 | TCIA | 10.7937/K9/TCIA.2017.umz8dv6s
HNSCC-01-0198 | ORIGINAL | PT | 207 | 2003-01-31 | PET/CT HEAD & NECK CA | PET_NAC_3D_FDG | 4 | GE MEDICAL SYSTEMS | Discovery RX | 41.04 | Positron Emission Tomography Image Storage | [9 empty] | FDG -- fluorodeoxyglucose | 371725408 | 6588 | 0.97 | CYLINDRICAL RING | 700\153 | NONE | 700 | 1.3.6.1.4.1.14519.5.2.1.1706.8040.231807220184616841848977233590 | 1.3.6.1.4.1.14519.5.2.1.1706.8040.131327059981369889607367305536 | TCIA | 10.7937/K9/TCIA.2017.umz8dv6s
HNSCC-01-0198 | ORIGINAL | PT | 115 | 2003-01-31 | PET/CT HEAD & NECK CA | 3D_FDG_H&N_NAC | 10 | GE MEDICAL SYSTEMS | Discovery RX | 41.04 | Positron Emission Tomography Image Storage | [9 empty] | FDG -- fluorodeoxyglucose | 371725408 | 6588 | 0.97 | CYLINDRICAL RING | 700\153 | NONE | 700 | 1.3.6.1.4.1.14519.5.2.1.1706.8040.231807220184616841848977233590 | 1.3.6.1.4.1.14519.5.2.1.1706.8040.208846224102210874646974154248 | TCIA | 10.7937/K9/TCIA.2017.umz8dv6s
HNSCC-01-0198 | ORIGINAL | PT | 115 | 2003-01-31 | PET/CT HEAD & NECK CA | PET_AC_3D_FDG_H&N | 11 | GE MEDICAL SYSTEMS | Discovery RX | 41.04 | Positron Emission Tomography Image Storage | [9 empty] | FDG -- fluorodeoxyglucose | 371725408 | 6588 | 0.97 | CYLINDRICAL RING | 700\153 | NONE | 700 | 1.3.6.1.4.1.14519.5.2.1.1706.8040.231807220184616841848977233590 | 1.3.6.1.4.1.14519.5.2.1.1706.8040.274698180319185540638697350110 | TCIA | 10.7937/K9/TCIA.2017.umz8dv6s
HNSCC-01-0198 | ORIGINAL | CT | 207 | 2003-01-31 | PET/CT HEAD & NECK CA | CT Soft | 2 | GE MEDICAL SYSTEMS | Discovery RX | 07MWDVCT36.4 | CT Image Storage | 120 | HELICAL MODE | 500 | 500 | 949.075 | 0 | CW | 500 | 55 | [8 empty] | 1.3.6.1.4.1.14519.5.2.1.1706.8040.231807220184616841848977233590 | 1.3.6.1.4.1.14519.5.2.1.1706.8040.278738007438462455658516935300 | TCIA | 10.7937/K9/TCIA.2017.umz8dv6s
HNSCC-01-0198 | ORIGINAL | PT | 207 | 2003-01-31 | PET/CT HEAD & NECK CA | PET_AC_3D_FDG | 5 | GE MEDICAL SYSTEMS | Discovery RX | 41.04 | Positron Emission Tomography Image Storage | [9 empty] | FDG -- fluorodeoxyglucose | 371725408 | 6588 | 0.97 | CYLINDRICAL RING | 700\153 | NONE | 700 | 1.3.6.1.4.1.14519.5.2.1.1706.8040.231807220184616841848977233590 | 1.3.6.1.4.1.14519.5.2.1.1706.8040.305631947989884982867220412104 | TCIA | 10.7937/K9/TCIA.2017.umz8dv6s
HNSCC-01-0199 | ORIGINAL | CT | 124 | 2002-07-15 | PET/CT HEAD&NECK CA IN | CT Atten Cor Head IN | 2 | GE MEDICAL SYSTEMS | Discovery STE | 07MWHL36.4 | CT Image Storage | 120 | HELICAL MODE | 500 | 500 | 949.075 | 0 | CW | 566 | 27.5 | [8 empty] | 1.3.6.1.4.1.14519.5.2.1.1706.8040.337421694224294652769900319660 | 1.3.6.1.4.1.14519.5.2.1.1706.8040.203037235213622991210889285562 | TCIA | 10.7937/K9/TCIA.2017.umz8dv6s
HNSCC-01-0199 | NULL | RTPLAN | 1 | 2002-10-26 | RT SIMULATION | NULL | 1 | ADAC | Pinnacle3 | 9.8 | RT Plan Storage | [17 empty] | 1.3.6.1.4.1.14519.5.2.1.1706.8040.756832291630505376658866818560 | 1.3.6.1.4.1.14519.5.2.1.1706.8040.137463901488137093173730740170 | TCIA | 10.7937/K9/TCIA.2017.umz8dv6s
HNSCC-01-0199 | NULL | RTDOSE | 1 | 2002-10-26 | RT SIMULATION | NULL | 1 | ADAC | Pinnacle3 | 9.8 | RT Dose Storage | [17 empty] | 1.3.6.1.4.1.14519.5.2.1.1706.8040.756832291630505376658866818560 | 1.3.6.1.4.1.14519.5.2.1.1706.8040.233527028792597664189843067954 | TCIA | 10.7937/K9/TCIA.2017.umz8dv6s
HNSCC-01-0199 | NULL | RTSTRUCT | 1 | 2002-10-26 | RT SIMULATION | NULL | 1 | ADAC | Pinnacle3 | 9.8 | RT Structure Set Storage | [17 empty] | 1.3.6.1.4.1.14519.5.2.1.1706.8040.756832291630505376658866818560 | 1.3.6.1.4.1.14519.5.2.1.1706.8040.243934637013477891534187959395 | TCIA | 10.7937/K9/TCIA.2017.umz8dv6s
HNSCC-01-0199 | ORIGINAL | CT | 174 | 2002-10-26 | RT SIMULATION | NULL | 3 | Philips | Mx8000 IDT 16 | 4.2.1 | CT Image Storage | 120 | HELIX | 500 | 500 |  | 0 | CW | [10 empty] | 1.3.6.1.4.1.14519.5.2.1.1706.8040.756832291630505376658866818560 | 1.3.6.1.4.1.14519.5.2.1.1706.8040.261759476368714453134318758373 | TCIA | 10.7937/K9/TCIA.2017.umz8dv6s
HNSCC-01-0199 | ORIGINAL | CT | 207 | 2003-04-08 | PET/CT HEAD & NECK CA | CT Atten soft | 2 | GE MEDICAL SYSTEMS | Discovery RX | dm09_hl2sp1.23 | CT Image Storage | 120 | HELICAL MODE | 500 | 500 | 949.075 | 0 | CW | 566 | 27.5 | [8 empty] | 1.3.6.1.4.1.14519.5.2.1.1706.8040.278124565734795421007085693340 | 1.3.6.1.4.1.14519.5.2.1.1706.8040.879353785459941693219037824291 | TCIA | 10.7937/K9/TCIA.2017.umz8dv6s
HNSCC-01-0199 | ORIGINAL | MR | 26 | 2003-06-17 | MRI ORB,FACE,AND/OR NECK W&W/O C | Ax T1 | 2 | GE MEDICAL SYSTEMS | Signa HDxt | 15 | MR Image Storage | [17 empty] | 1.3.6.1.4.1.14519.5.2.1.1706.8040.182356712045136391812930319219 | 1.3.6.1.4.1.14519.5.2.1.1706.8040.123525971250479089707551060373 | TCIA | 10.7937/K9/TCIA.2017.umz8dv6s
HNSCC-01-0199 | ORIGINAL | MR | 26 | 2003-06-17 | MRI ORB,FACE,AND/OR NECK W&W/O C | Dixon Face T2 | 253 | GE MEDICAL SYSTEMS | Signa HDxt | 15 | MR Image Storage | [17 empty] | 1.3.6.1.4.1.14519.5.2.1.1706.8040.182356712045136391812930319219 | 1.3.6.1.4.1.14519.5.2.1.1706.8040.226241992170630601346013358977 | TCIA | 10.7937/K9/TCIA.2017.umz8dv6s
HNSCC-01-0199 | ORIGINAL | MR | 24 | 2003-06-17 | MRI ORB,FACE,AND/OR NECK W&W/O C | SAG T1 +C | 7 | GE MEDICAL SYSTEMS | Signa HDxt | 15 | MR Image Storage | [17 empty] | 1.3.6.1.4.1.14519.5.2.1.1706.8040.182356712045136391812930319219 | 1.3.6.1.4.1.14519.5.2.1.1706.8040.235218612352093522713335534130 | TCIA | 10.7937/K9/TCIA.2017.umz8dv6s
HNSCC-01-0199 | ORIGINAL | MR | 26 | 2003-06-17 | MRI ORB,FACE,AND/OR NECK W&W/O C | Ax T1 +C | 5 | GE MEDICAL SYSTEMS | Signa HDxt | 15 | MR Image Storage | [17 empty] | 1.3.6.1.4.1.14519.5.2.1.1706.8040.182356712045136391812930319219 | 1.3.6.1.4.1.14519.5.2.1.1706.8040.283049387088379017793580273268 | TCIA | 10.7937/K9/TCIA.2017.umz8dv6s
HNSCC-01-0199 | ORIGINAL | MR | 26 | 2003-06-17 | MRI ORB,FACE,AND/OR NECK W&W/O C | Dixon Face T2 | 203 | GE MEDICAL SYSTEMS | Signa HDxt | 15 | MR Image Storage | [17 empty] | 1.3.6.1.4.1.14519.5.2.1.1706.8040.182356712045136391812930319219 | 1.3.6.1.4.1.14519.5.2.1.1706.8040.291561207132424787258291938296 | TCIA | 10.7937/K9/TCIA.2017.umz8dv6s
HNSCC-01-0199 | ORIGINAL | MR | 78 | 2003-06-17 | MRI ORB,FACE,AND/OR NECK W&W/O C | Dixon Face T2 | 3 | GE MEDICAL SYSTEMS | Signa HDxt | 15 | MR Image Storage | [17 empty] | 1.3.6.1.4.1.14519.5.2.1.1706.8040.182356712045136391812930319219 | 1.3.6.1.4.1.14519.5.2.1.1706.8040.296357327640878317062271505498 | TCIA | 10.7937/K9/TCIA.2017.umz8dv6s
HNSCC-01-0199 | ORIGINAL | MR | 25 | 2003-06-17 | MRI ORB,FACE,AND/OR NECK W&W/O C | Dixon Neck T2 | 254 | GE MEDICAL SYSTEMS | Signa HDxt | 15 | MR Image Storage | [17 empty] | 1.3.6.1.4.1.14519.5.2.1.1706.8040.182356712045136391812930319219 | 1.3.6.1.4.1.14519.5.2.1.1706.8040.329681728187940146682231981593 | TCIA | 10.7937/K9/TCIA.2017.umz8dv6s
HNSCC-01-0199 | ORIGINAL | MR | 26 | 2003-06-17 | MRI ORB,FACE,AND/OR NECK W&W/O C | Ax T1 +C no fs | 8 | GE MEDICAL SYSTEMS | Signa HDxt | 15 | MR Image Storage | [17 empty] | 1.3.6.1.4.1.14519.5.2.1.1706.8040.182356712045136391812930319219 | 1.3.6.1.4.1.14519.5.2.1.1706.8040.337391253427060899644167032026 | TCIA | 10.7937/K9/TCIA.2017.umz8dv6s
HNSCC-01-0199 | ORIGINAL | MR | 9 | 2003-06-17 | MRI ORB,FACE,AND/OR NECK W&W/O C | 3Pl Loc | 1 | GE MEDICAL SYSTEMS | Signa HDxt | 15 | MR Image Storage | [17 empty] | 1.3.6.1.4.1.14519.5.2.1.1706.8040.182356712045136391812930319219 | 1.3.6.1.4.1.14519.5.2.1.1706.8040.579982520227118282724630894659 | TCIA | 10.7937/K9/TCIA.2017.umz8dv6s
HNSCC-01-0199 | ORIGINAL | MR | 23 | 2003-06-17 | MRI ORB,FACE,AND/OR NECK W&W/O C | Cor T1 +C | 6 | GE MEDICAL SYSTEMS | Signa HDxt | 15 | MR Image Storage | [17 empty] | 1.3.6.1.4.1.14519.5.2.1.1706.8040.182356712045136391812930319219 | 1.3.6.1.4.1.14519.5.2.1.1706.8040.598674208439360122761638040195 | TCIA | 10.7937/K9/TCIA.2017.umz8dv6s
HNSCC-01-0199 | ORIGINAL | MR | 25 | 2003-06-17 | MRI ORB,FACE,AND/OR NECK W&W/O C | Dixon Neck T2 | 204 | GE MEDICAL SYSTEMS | Signa HDxt | 15 | MR Image Storage | [17 empty] | 1.3.6.1.4.1.14519.5.2.1.1706.8040.182356712045136391812930319219 | 1.3.6.1.4.1.14519.5.2.1.1706.8040.712798075795395653014417862921 | TCIA | 10.7937/K9/TCIA.2017.umz8dv6s
HNSCC-01-0199 | ORIGINAL | MR | 75 | 2003-06-17 | MRI ORB,FACE,AND/OR NECK W&W/O C | Dixon Neck T2 | 4 | GE MEDICAL SYSTEMS | Signa HDxt | 15 | MR Image Storage | [17 empty] | 1.3.6.1.4.1.14519.5.2.1.1706.8040.182356712045136391812930319219 | 1.3.6.1.4.1.14519.5.2.1.1706.8040.746894872510783306084541720489 | TCIA | 10.7937/K9/TCIA.2017.umz8dv6s
HNSCC-01-0199 | ORIGINAL | PT | 207 | 2003-06-17 | PET/CT HEAD & NECK CA | PET_NO AC 3DIR | 4 | GE MEDICAL SYSTEMS | Discovery STE | 41.04 | Positron Emission Tomography Image Storage | [9 empty] | FDG -- fluorodeoxyglucose | 361144704 | 6588 | 0.97 | CYLINDRICAL RING | 700\153 | NONE | 700 | 1.3.6.1.4.1.14519.5.2.1.1706.8040.192250819601480403237389253181 | 1.3.6.1.4.1.14519.5.2.1.1706.8040.109910436570638115026566752417 | TCIA | 10.7937/K9/TCIA.2017.umz8dv6s
HNSCC-01-0199 | ORIGINAL | PT | 127 | 2003-06-17 | PET/CT HEAD & NECK CA | PET_NAC_HEAD 3D | 10 | GE MEDICAL SYSTEMS | Discovery STE | 41.04 | Positron Emission Tomography Image Storage | [9 empty] | FDG -- fluorodeoxyglucose | 361144704 | 6588 | 0.97 | CYLINDRICAL RING | 700\153 | NONE | 700 | 1.3.6.1.4.1.14519.5.2.1.1706.8040.192250819601480403237389253181 | 1.3.6.1.4.1.14519.5.2.1.1706.8040.111645391256125763330242879685 | TCIA | 10.7937/K9/TCIA.2017.umz8dv6s
HNSCC-01-0199 | ORIGINAL | CT | 207 | 2003-06-17 | PET/CT HEAD & NECK CA | CT Atten Cor Head IN | 2 | GE MEDICAL SYSTEMS | Discovery STE | dm09_hl2sp1.23 | CT Image Storage | 120 | HELICAL MODE | 500 | 500 | 949.075 | 0 | CW | 566 | 27.5 | [8 empty] | 1.3.6.1.4.1.14519.5.2.1.1706.8040.192250819601480403237389253181 | 1.3.6.1.4.1.14519.5.2.1.1706.8040.116912648231278063766563250161 | TCIA | 10.7937/K9/TCIA.2017.umz8dv6s
HNSCC-01-0199 | ORIGINAL | CT | 1 | 2003-06-17 | PET/CT HEAD & NECK CA | CT SCOUT H&N | 6 | GE MEDICAL SYSTEMS | Discovery STE | dm09_hl2sp1.23 | CT Image Storage | 80 | SCOUT MODE | 500 |  | 949.075 | 0 | CW | 4072 | [9 empty] | 1.3.6.1.4.1.14519.5.2.1.1706.8040.192250819601480403237389253181 | 1.3.6.1.4.1.14519.5.2.1.1706.8040.150827605699036915786691035241 | TCIA | 10.7937/K9/TCIA.2017.umz8dv6s
HNSCC-01-0199 | ORIGINAL | CT | 165 | 2003-06-17 | PET/CT HEAD & NECK CA | CT std 25cm | 8 | GE MEDICAL SYSTEMS | Discovery STE | dm09_hl2sp1.23 | CT Image Storage | 100 | HELICAL MODE | 500 | 250 | 949.075 | 0 | CW | 530 | 27.5 | [8 empty] | 1.3.6.1.4.1.14519.5.2.1.1706.8040.192250819601480403237389253181 | 1.3.6.1.4.1.14519.5.2.1.1706.8040.162274640745284865808441954943 | TCIA | 10.7937/K9/TCIA.2017.umz8dv6s
HNSCC-01-0199 | ORIGINAL | CT | 165 | 2003-06-17 | PET/CT HEAD & NECK CA | CT Bone 25cm | 9 | GE MEDICAL SYSTEMS | Discovery STE | dm09_hl2sp1.23 | CT Image Storage | 100 | HELICAL MODE | 500 | 250 | 949.075 | 0 | CW | 530 | 27.5 | [8 empty] | 1.3.6.1.4.1.14519.5.2.1.1706.8040.192250819601480403237389253181 | 1.3.6.1.4.1.14519.5.2.1.1706.8040.287072717306174921514736975850 | TCIA | 10.7937/K9/TCIA.2017.umz8dv6s
HNSCC-01-0199 | ORIGINAL | CT | 207 | 2003-06-17 | PET/CT HEAD & NECK CA | CT Lung | 3 | GE MEDICAL SYSTEMS | Discovery STE | dm09_hl2sp1.23 | CT Image Storage | 120 | HELICAL MODE | 500 | 500 | 949.075 | 0 | CW | 566 | 27.5 | [8 empty] | 1.3.6.1.4.1.14519.5.2.1.1706.8040.192250819601480403237389253181 | 1.3.6.1.4.1.14519.5.2.1.1706.8040.295535090640010291750623499492 | TCIA | 10.7937/K9/TCIA.2017.umz8dv6s
HNSCC-01-0199 | ORIGINAL | CT | 1 | 2003-06-17 | PET/CT HEAD & NECK CA | CT SCOUT HEAD IN | 1 | GE MEDICAL SYSTEMS | Discovery STE | dm09_hl2sp1.23 | CT Image Storage | 120 | SCOUT MODE | 500 |  | 949.075 | 0 | CW | 8070 | [9 empty] | 1.3.6.1.4.1.14519.5.2.1.1706.8040.192250819601480403237389253181 | 1.3.6.1.4.1.14519.5.2.1.1706.8040.331390066163631985558655984143 | TCIA | 10.7937/K9/TCIA.2017.umz8dv6s
HNSCC-01-0199 | ORIGINAL | CT | 127 | 2003-06-17 | PET/CT HEAD & NECK CA | CT Atten Cor H&N | 7 | GE MEDICAL SYSTEMS | Discovery STE | dm09_hl2sp1.23 | CT Image Storage | 100 | HELICAL MODE | 500 | 500 | 949.075 | 0 | CW | 566 | 27.5 | [8 empty] | 1.3.6.1.4.1.14519.5.2.1.1706.8040.192250819601480403237389253181 | 1.3.6.1.4.1.14519.5.2.1.1706.8040.372778209321005131907132296529 | TCIA | 10.7937/K9/TCIA.2017.umz8dv6s
HNSCC-01-0199 | ORIGINAL | PT | 207 | 2003-06-17 | PET/CT HEAD & NECK CA | pet_ac_3d | 5 | GE MEDICAL SYSTEMS | Discovery STE | 41.04 | Positron Emission Tomography Image Storage | [9 empty] | FDG -- fluorodeoxyglucose | 361144704 | 6588 | 0.97 | CYLINDRICAL RING | 700\153 | NONE | 700 | 1.3.6.1.4.1.14519.5.2.1.1706.8040.192250819601480403237389253181 | 1.3.6.1.4.1.14519.5.2.1.1706.8040.880455353178285162569219481734 | TCIA | 10.7937/K9/TCIA.2017.umz8dv6s
HNSCC-01-0199 | ORIGINAL | PT | 127 | 2003-06-17 | PET/CT HEAD & NECK CA | PET_AC_HEAD 3D | 11 | GE MEDICAL SYSTEMS | Discovery STE | 41.04 | Positron Emission Tomography Image Storage | [9 empty] | FDG -- fluorodeoxyglucose | 361144704 | 6588 | 0.97 | CYLINDRICAL RING | 700\153 | NONE | 700 | 1.3.6.1.4.1.14519.5.2.1.1706.8040.192250819601480403237389253181 | 1.3.6.1.4.1.14519.5.2.1.1706.8040.928907017208622033623305400305 | TCIA | 10.7937/K9/TCIA.2017.umz8dv6s
HNSCC-01-0200 | ORIGINAL | PT | 299 | 2002-06-25 | OSF PET TUMOR IMAGING, MISCELLAN | PET NAC 3D WB | 4 | GE MEDICAL SYSTEMS | Discovery ST | 41.04 | Positron Emission Tomography Image Storage | [9 empty] | FDG -- fluorodeoxyglucose | 629000000 | 6588 | 0.97 | CYLINDRICAL RING | 700\153 | NONE | 700 | 1.3.6.1.4.1.14519.5.2.1.1706.8040.218328752358748455584977007941 | 1.3.6.1.4.1.14519.5.2.1.1706.8040.196397543068804685881984277916 | TCIA | 10.7937/K9/TCIA.2017.umz8dv6s
HNSCC-01-0200 | ORIGINAL | PT | 299 | 2002-06-25 | OSF PET TUMOR IMAGING, MISCELLAN | PET AC 3D WB | 3 | GE MEDICAL SYSTEMS | Discovery ST | 41.04 | Positron Emission Tomography Image Storage | [9 empty] | FDG -- fluorodeoxyglucose | 629000000 | 6588 | 0.97 | CYLINDRICAL RING | 700\153 | NONE | 700 | 1.3.6.1.4.1.14519.5.2.1.1706.8040.218328752358748455584977007941 | 1.3.6.1.4.1.14519.5.2.1.1706.8040.220874626185492468251156449034 | TCIA | 10.7937/K9/TCIA.2017.umz8dv6s
HNSCC-01-0200 | ORIGINAL | CT | 299 | 2002-06-25 | OSF PET TUMOR IMAGING, MISCELLAN | CT ATTEN COR | 2 | GE MEDICAL SYSTEMS | Discovery ST | 07MWHL36.4 | CT Image Storage | 120 | HELICAL MODE | 500 | 700 | 949.075 | 0 | CW | 1125 | 15 | [8 empty] | 1.3.6.1.4.1.14519.5.2.1.1706.8040.218328752358748455584977007941 | 1.3.6.1.4.1.14519.5.2.1.1706.8040.254102356154001959764617457708 | TCIA | 10.7937/K9/TCIA.2017.umz8dv6s
HNSCC-01-0200 | NULL | RTSTRUCT | 1 | 2002-09-10 | RT SIMULATION | NULL | 1 | ADAC | Pinnacle3 | 9.8 | RT Structure Set Storage | [17 empty] | 1.3.6.1.4.1.14519.5.2.1.1706.8040.715333612198478332448227473754 | 1.3.6.1.4.1.14519.5.2.1.1706.8040.110616514519690770743724855596 | TCIA | 10.7937/K9/TCIA.2017.umz8dv6s
HNSCC-01-0200 | NULL | RTPLAN | 1 | 2002-09-10 | RT SIMULATION | NULL | 1 | ADAC | Pinnacle3 | 9.8 | RT Plan Storage | [17 empty] | 1.3.6.1.4.1.14519.5.2.1.1706.8040.715333612198478332448227473754 | 1.3.6.1.4.1.14519.5.2.1.1706.8040.180197989406429574589191765164 | TCIA | 10.7937/K9/TCIA.2017.umz8dv6s
HNSCC-01-0200 | NULL | RTDOSE | 1 | 2002-09-10 | RT SIMULATION | NULL | 1 | ADAC | Pinnacle3 | 9.8 | RT Dose Storage | [17 empty] | 1.3.6.1.4.1.14519.5.2.1.1706.8040.715333612198478332448227473754 | 1.3.6.1.4.1.14519.5.2.1.1706.8040.312763379912706644740211501778 | TCIA | 10.7937/K9/TCIA.2017.umz8dv6s
HNSCC-01-0200 | ORIGINAL | CT | 159 | 2002-09-10 | RT SIMULATION | NULL | 4 | Philips | Brilliance 64 | 2.3.0 | CT Image Storage | 120 | HELIX | 500 | 500 |  | 0 | CW | [10 empty] | 1.3.6.1.4.1.14519.5.2.1.1706.8040.715333612198478332448227473754 | 1.3.6.1.4.1.14519.5.2.1.1706.8040.623486125993315627237805261902 | TCIA | 10.7937/K9/TCIA.2017.umz8dv6s
HNSCC-01-0200 | ORIGINAL | PT | 127 | 2003-04-14 | PET/CT HEAD & NECK CA | PET_NAC_HEAD 3D | 10 | GE MEDICAL SYSTEMS | Discovery STE | 41.04 | Positron Emission Tomography Image Storage | [9 empty] | FDG -- fluorodeoxyglucose | 371702176 | 6588 | 0.97 | CYLINDRICAL RING | 700\153 | NONE | 700 | 1.3.6.1.4.1.14519.5.2.1.1706.8040.172621217766051636738121411917 | 1.3.6.1.4.1.14519.5.2.1.1706.8040.104597108203984328087922208379 | TCIA | 10.7937/K9/TCIA.2017.umz8dv6s
HNSCC-01-0200 | ORIGINAL | CT | 207 | 2003-04-14 | PET/CT HEAD & NECK CA | CT Atten Cor Head IN | 2 | GE MEDICAL SYSTEMS | Discovery STE | dm09_hl2sp1.23 | CT Image Storage | 120 | HELICAL MODE | 500 | 500 | 949.075 | 0 | CW | 566 | 27.5 | [8 empty] | 1.3.6.1.4.1.14519.5.2.1.1706.8040.172621217766051636738121411917 | 1.3.6.1.4.1.14519.5.2.1.1706.8040.115848171450597066181033543792 | TCIA | 10.7937/K9/TCIA.2017.umz8dv6s
HNSCC-01-0200 | ORIGINAL | PT | 207 | 2003-04-14 | PET/CT HEAD & NECK CA | PET_NO AC 3DIR | 4 | GE MEDICAL SYSTEMS | Discovery STE | 41.04 | Positron Emission Tomography Image Storage | [9 empty] | FDG -- fluorodeoxyglucose | 371702176 | 6588 | 0.97 | CYLINDRICAL RING | 700\153 | NONE | 700 | 1.3.6.1.4.1.14519.5.2.1.1706.8040.172621217766051636738121411917 | 1.3.6.1.4.1.14519.5.2.1.1706.8040.260686970985559359165657603637 | TCIA | 10.7937/K9/TCIA.2017.umz8dv6s
HNSCC-01-0200 | ORIGINAL | PT | 207 | 2003-04-14 | PET/CT HEAD & NECK CA | pet_ac_3d | 5 | GE MEDICAL SYSTEMS | Discovery STE | 41.04 | Positron Emission Tomography Image Storage | [9 empty] | FDG -- fluorodeoxyglucose | 371702176 | 6588 | 0.97 | CYLINDRICAL RING | 700\153 | NONE | 700 | 1.3.6.1.4.1.14519.5.2.1.1706.8040.172621217766051636738121411917 | 1.3.6.1.4.1.14519.5.2.1.1706.8040.275974057655616067967815891640 | TCIA | 10.7937/K9/TCIA.2017.umz8dv6s
HNSCC-01-0200 | ORIGINAL | PT | 127 | 2003-04-14 | PET/CT HEAD & NECK CA | PET_AC_HEAD 3D | 11 | GE MEDICAL SYSTEMS | Discovery STE | 41.04 | Positron Emission Tomography Image Storage | [9 empty] | FDG -- fluorodeoxyglucose | 371702176 | 6588 | 0.97 | CYLINDRICAL RING | 700\153 | NONE | 700 | 1.3.6.1.4.1.14519.5.2.1.1706.8040.172621217766051636738121411917 | 1.3.6.1.4.1.14519.5.2.1.1706.8040.973506336495533899700650035456 | TCIA | 10.7937/K9/TCIA.2017.umz8dv6s
HNSCC-01-0201 | ORIGINAL | CT | 247 | 2002-08-19 | PET/CT HEAD&NECK CA IN | CT atten Soft | 3 | GE MEDICAL SYSTEMS | Discovery RX | 07MWHL36.4 | CT Image Storage | 120 | HELICAL MODE | 500 | 500 | 949.075 | 0 | CW | 566 | 27.5 | [8 empty] | 1.3.6.1.4.1.14519.5.2.1.1706.8040.381095192755287862207664547455 | 1.3.6.1.4.1.14519.5.2.1.1706.8040.144563089560369320559467570566 | TCIA | 10.7937/K9/TCIA.2017.umz8dv6s
HNSCC-01-0201 | ORIGINAL | PT | 247 | 2002-08-19 | PET/CT HEAD&NECK CA IN | pet_ac_3d | 6 | GE MEDICAL SYSTEMS | Discovery RX | 41.04 | Positron Emission Tomography Image Storage | [9 empty] | FDG -- fluorodeoxyglucose | 369723712 | 6588 | 0.97 | CYLINDRICAL RING | 700\153 | NONE | 700 | 1.3.6.1.4.1.14519.5.2.1.1706.8040.381095192755287862207664547455 | 1.3.6.1.4.1.14519.5.2.1.1706.8040.152164778136413709361693358463 | TCIA | 10.7937/K9/TCIA.2017.umz8dv6s
HNSCC-01-0201 | ORIGINAL | PT | 127 | 2002-08-19 | PET/CT HEAD&NECK CA IN | PET_NO AC 3DIR_H&N | 11 | GE MEDICAL SYSTEMS | Discovery RX | 41.04 | Positron Emission Tomography Image Storage | [9 empty] | FDG -- fluorodeoxyglucose | 369723712 | 6588 | 0.97 | CYLINDRICAL RING | 700\153 | NONE | 700 | 1.3.6.1.4.1.14519.5.2.1.1706.8040.381095192755287862207664547455 | 1.3.6.1.4.1.14519.5.2.1.1706.8040.208033532549266197390735737693 | TCIA | 10.7937/K9/TCIA.2017.umz8dv6s
HNSCC-01-0201 | ORIGINAL | PT | 247 | 2002-08-19 | PET/CT HEAD&NECK CA IN | PET_NO AC 3DIR | 5 | GE MEDICAL SYSTEMS | Discovery RX | 41.04 | Positron Emission Tomography Image Storage | [9 empty] | FDG -- fluorodeoxyglucose | 369723712 | 6588 | 0.97 | CYLINDRICAL RING | 700\153 | NONE | 700 | 1.3.6.1.4.1.14519.5.2.1.1706.8040.381095192755287862207664547455 | 1.3.6.1.4.1.14519.5.2.1.1706.8040.256133391816911481474752111082 | TCIA | 10.7937/K9/TCIA.2017.umz8dv6s
HNSCC-01-0201 | ORIGINAL | PT | 127 | 2002-08-19 | PET/CT HEAD&NECK CA IN | pet_ac_3d_H&N | 12 | GE MEDICAL SYSTEMS | Discovery RX | 41.04 | Positron Emission Tomography Image Storage | [9 empty] | FDG -- fluorodeoxyglucose | 369723712 | 6588 | 0.97 | CYLINDRICAL RING | 700\153 | NONE | 700 | 1.3.6.1.4.1.14519.5.2.1.1706.8040.381095192755287862207664547455 | 1.3.6.1.4.1.14519.5.2.1.1706.8040.327442758252884928756031853000 | TCIA | 10.7937/K9/TCIA.2017.umz8dv6s
HNSCC-01-0201 | ORIGINAL | MR | 124 | 2002-08-27 | MRI ORB,FACE,AND/OR NE | 3D XRT VOL | 9 | GE MEDICAL SYSTEMS | GENESIS_SIGNA | 9 | MR Image Storage | [17 empty] | 1.3.6.1.4.1.14519.5.2.1.1706.8040.599889146023382779039952589602 | 1.3.6.1.4.1.14519.5.2.1.1706.8040.338586879658572067362902047435 | TCIA | 10.7937/K9/TCIA.2017.umz8dv6s
HNSCC-01-0201 | NULL | RTSTRUCT | 1 | 2002-10-21 | RT SIMULATION | NULL | 1 | ADAC | Pinnacle3 | 9.8 | RT Structure Set Storage | [17 empty] | 1.3.6.1.4.1.14519.5.2.1.1706.8040.314706104737463176647467179781 | 1.3.6.1.4.1.14519.5.2.1.1706.8040.101000424790737701751956591247 | TCIA | 10.7937/K9/TCIA.2017.umz8dv6s
HNSCC-01-0201 | NULL | RTPLAN | 1 | 2002-10-21 | RT SIMULATION | NULL | 1 | ADAC | Pinnacle3 | 9.8 | RT Plan Storage | [17 empty] | 1.3.6.1.4.1.14519.5.2.1.1706.8040.314706104737463176647467179781 | 1.3.6.1.4.1.14519.5.2.1.1706.8040.287688940950686141522842850056 | TCIA | 10.7937/K9/TCIA.2017.umz8dv6s
HNSCC-01-0201 | NULL | RTDOSE | 1 | 2002-10-21 | RT SIMULATION | NULL | 1 | ADAC | Pinnacle3 | 9.8 | RT Dose Storage | [17 empty] | 1.3.6.1.4.1.14519.5.2.1.1706.8040.314706104737463176647467179781 | 1.3.6.1.4.1.14519.5.2.1.1706.8040.314563764731302980220013797410 | TCIA | 10.7937/K9/TCIA.2017.umz8dv6s
HNSCC-01-0201 | ORIGINAL | CT | 176 | 2002-10-21 | RT SIMULATION | NULL | 2 | Philips | Mx8000 IDT 16 | 4.2.1 | CT Image Storage | 120 | HELIX | 500 | 500 |  | 0 | CW | [10 empty] | 1.3.6.1.4.1.14519.5.2.1.1706.8040.314706104737463176647467179781 | 1.3.6.1.4.1.14519.5.2.1.1706.8040.127347157644579574560197447027 | TCIA | 10.7937/K9/TCIA.2017.umz8dv6s
HNSCC-01-0201 | ORIGINAL | PT | 207 | 2003-03-15 | PET/CT HEAD & NECK CA | PET_NO AC 3DIR | 4 | GE MEDICAL SYSTEMS | Discovery RX | 41.04 | Positron Emission Tomography Image Storage | [9 empty] | FDG -- fluorodeoxyglucose | 430017376 | 6588 | 0.97 | CYLINDRICAL RING | 700\153 | NONE | 700 | 1.3.6.1.4.1.14519.5.2.1.1706.8040.144720101439809265715354378730 | 1.3.6.1.4.1.14519.5.2.1.1706.8040.120579587900351339252451259675 | TCIA | 10.7937/K9/TCIA.2017.umz8dv6s
HNSCC-01-0201 | ORIGINAL | CT | 162 | 2003-03-15 | PET/CT HEAD & NECK CA | CT Atten soft | 2 | GE MEDICAL SYSTEMS | Discovery RX | dm09_hl2sp1.23 | CT Image Storage | 120 | HELICAL MODE | 500 | 500 | 949.075 | 0 | CW | 566 | 27.5 | [8 empty] | 1.3.6.1.4.1.14519.5.2.1.1706.8040.144720101439809265715354378730 | 1.3.6.1.4.1.14519.5.2.1.1706.8040.179685338073133177348902149586 | TCIA | 10.7937/K9/TCIA.2017.umz8dv6s
HNSCC-01-0201 | ORIGINAL | PT | 127 | 2003-03-15 | PET/CT HEAD & NECK CA | pet_ac_3d_H&N | 11 | GE MEDICAL SYSTEMS | Discovery RX | 41.04 | Positron Emission Tomography Image Storage | [9 empty] | FDG -- fluorodeoxyglucose | 430017376 | 6588 | 0.97 | CYLINDRICAL RING | 700\153 | NONE | 700 | 1.3.6.1.4.1.14519.5.2.1.1706.8040.144720101439809265715354378730 | 1.3.6.1.4.1.14519.5.2.1.1706.8040.678855625378129537521824108935 | TCIA | 10.7937/K9/TCIA.2017.umz8dv6s
HNSCC-01-0201 | ORIGINAL | PT | 127 | 2003-03-15 | PET/CT HEAD & NECK CA | PET_NO AC 3DIR_H&N | 10 | GE MEDICAL SYSTEMS | Discovery RX | 41.04 | Positron Emission Tomography Image Storage | [9 empty] | FDG -- fluorodeoxyglucose | 430017376 | 6588 | 0.97 | CYLINDRICAL RING | 700\153 | NONE | 700 | 1.3.6.1.4.1.14519.5.2.1.1706.8040.144720101439809265715354378730 | 1.3.6.1.4.1.14519.5.2.1.1706.8040.757353073805363850838127170012 | TCIA | 10.7937/K9/TCIA.2017.umz8dv6s
HNSCC-01-0201 | ORIGINAL | PT | 207 | 2003-03-15 | PET/CT HEAD & NECK CA | pet_ac_3d | 5 | GE MEDICAL SYSTEMS | Discovery RX | 41.04 | Positron Emission Tomography Image Storage | [9 empty] | FDG -- fluorodeoxyglucose | 430017376 | 6588 | 0.97 | CYLINDRICAL RING | 700\153 | NONE | 700 | 1.3.6.1.4.1.14519.5.2.1.1706.8040.144720101439809265715354378730 | 1.3.6.1.4.1.14519.5.2.1.1706.8040.913478291817480099963767437497 | TCIA | 10.7937/K9/TCIA.2017.umz8dv6s
HNSCC-01-0202 | ORIGINAL | CT | 204 | 2002-08-28 | PET/CT HEAD&NECK CA IN | CT Atten Cor Head IN | 2 | GE MEDICAL SYSTEMS | Discovery STE | 07MWHL36.4 | CT Image Storage | 120 | HELICAL MODE | 500 | 500 | 949.075 | 0 | CW | 566 | 27.5 | [8 empty] | 1.3.6.1.4.1.14519.5.2.1.1706.8040.126464275135146876591267365542 | 1.3.6.1.4.1.14519.5.2.1.1706.8040.169159264807068391435740126032 | TCIA | 10.7937/K9/TCIA.2017.umz8dv6s
HNSCC-01-0202 | ORIGINAL | PT | 127 | 2002-08-28 | PET/CT HEAD&NECK CA IN | PET_AC_HEAD 3D | 11 | GE MEDICAL SYSTEMS | Discovery STE | 41.04 | Positron Emission Tomography Image Storage | [9 empty] | FDG -- fluorodeoxyglucose | 337267296 | 6588 | 0.97 | CYLINDRICAL RING | 700\153 | NONE | 700 | 1.3.6.1.4.1.14519.5.2.1.1706.8040.126464275135146876591267365542 | 1.3.6.1.4.1.14519.5.2.1.1706.8040.199495956759796626888646286887 | TCIA | 10.7937/K9/TCIA.2017.umz8dv6s
HNSCC-01-0202 | ORIGINAL | PT | 207 | 2002-08-28 | PET/CT HEAD&NECK CA IN | PET_NO AC 3DIR | 4 | GE MEDICAL SYSTEMS | Discovery STE | 41.04 | Positron Emission Tomography Image Storage | [9 empty] | FDG -- fluorodeoxyglucose | 337267296 | 6588 | 0.97 | CYLINDRICAL RING | 700\153 | NONE | 700 | 1.3.6.1.4.1.14519.5.2.1.1706.8040.126464275135146876591267365542 | 1.3.6.1.4.1.14519.5.2.1.1706.8040.235728574392523405429914578236 | TCIA | 10.7937/K9/TCIA.2017.umz8dv6s
HNSCC-01-0202 | ORIGINAL | PT | 207 | 2002-08-28 | PET/CT HEAD&NECK CA IN | pet_ac_3d | 5 | GE MEDICAL SYSTEMS | Discovery STE | 41.04 | Positron Emission Tomography Image Storage | [9 empty] | FDG -- fluorodeoxyglucose | 337267296 | 6588 | 0.97 | CYLINDRICAL RING | 700\153 | NONE | 700 | 1.3.6.1.4.1.14519.5.2.1.1706.8040.126464275135146876591267365542 | 1.3.6.1.4.1.14519.5.2.1.1706.8040.258574892324063156900775905369 | TCIA | 10.7937/K9/TCIA.2017.umz8dv6s
HNSCC-01-0202 | ORIGINAL | PT | 127 | 2002-08-28 | PET/CT HEAD&NECK CA IN | PET_NAC_HEAD 3D | 10 | GE MEDICAL SYSTEMS | Discovery STE | 41.04 | Positron Emission Tomography Image Storage | [9 empty] | FDG -- fluorodeoxyglucose | 337267296 | 6588 | 0.97 | CYLINDRICAL RING | 700\153 | NONE | 700 | 1.3.6.1.4.1.14519.5.2.1.1706.8040.126464275135146876591267365542 | 1.3.6.1.4.1.14519.5.2.1.1706.8040.316864679737816184658281794097 | TCIA | 10.7937/K9/TCIA.2017.umz8dv6s
HNSCC-01-0202 | NULL | RTSTRUCT | 1 | 2002-11-18 | RT SIMULATION | NULL | 1 | ADAC | Pinnacle3 | 9.8 | RT Structure Set Storage | [17 empty] | 1.3.6.1.4.1.14519.5.2.1.1706.8040.852263318009962433827529846509 | 1.3.6.1.4.1.14519.5.2.1.1706.8040.207766216009791736281653123610 | TCIA | 10.7937/K9/TCIA.2017.umz8dv6s
HNSCC-01-0202 | NULL | RTDOSE | 1 | 2002-11-18 | RT SIMULATION | NULL | 1 | ADAC | Pinnacle3 | 9.8 | RT Dose Storage | [17 empty] | 1.3.6.1.4.1.14519.5.2.1.1706.8040.852263318009962433827529846509 | 1.3.6.1.4.1.14519.5.2.1.1706.8040.304160097398049114281507918351 | TCIA | 10.7937/K9/TCIA.2017.umz8dv6s
HNSCC-01-0202 | NULL | RTPLAN | 1 | 2002-11-18 | RT SIMULATION | NULL | 1 | ADAC | Pinnacle3 | 9.8 | RT Plan Storage | [17 empty] | 1.3.6.1.4.1.14519.5.2.1.1706.8040.852263318009962433827529846509 | 1.3.6.1.4.1.14519.5.2.1.1706.8040.311062528695120955094828536822 | TCIA | 10.7937/K9/TCIA.2017.umz8dv6s
HNSCC-01-0202 | ORIGINAL | CT | 103 | 2002-11-18 | RT SIMULATION | NULL | 3 | Philips | Brilliance 64 | 2.3.0 | CT Image Storage | 120 | HELIX | 500 | 500 |  | 0 | CW | [10 empty] | 1.3.6.1.4.1.14519.5.2.1.1706.8040.852263318009962433827529846509 | 1.3.6.1.4.1.14519.5.2.1.1706.8040.297468352191787150170661844538 | TCIA | 10.7937/K9/TCIA.2017.umz8dv6s
HNSCC-01-0202 | ORIGINAL | PT | 207 | 2003-05-19 | PET/CT HEAD & NECK CA | pet_ac_3d | 5 | GE MEDICAL SYSTEMS | Discovery STE | 41.04 | Positron Emission Tomography Image Storage | [9 empty] | FDG -- fluorodeoxyglucose | 355098976 | 6588 | 0.97 | CYLINDRICAL RING | 700\153 | NONE | 700 | 1.3.6.1.4.1.14519.5.2.1.1706.8040.777220787434924441412450642836 | 1.3.6.1.4.1.14519.5.2.1.1706.8040.147503706004431726266651120172 | TCIA | 10.7937/K9/TCIA.2017.umz8dv6s
HNSCC-01-0202 | ORIGINAL | PT | 127 | 2003-05-19 | PET/CT HEAD & NECK CA | PET_AC_HEAD 3D | 11 | GE MEDICAL SYSTEMS | Discovery STE | 41.04 | Positron Emission Tomography Image Storage | [9 empty] | FDG -- fluorodeoxyglucose | 355098976 | 6588 | 0.97 | CYLINDRICAL RING | 700\153 | NONE | 700 | 1.3.6.1.4.1.14519.5.2.1.1706.8040.777220787434924441412450642836 | 1.3.6.1.4.1.14519.5.2.1.1706.8040.216230730539604115097092161700 | TCIA | 10.7937/K9/TCIA.2017.umz8dv6s
HNSCC-01-0202 | ORIGINAL | CT | 180 | 2003-05-19 | PET/CT HEAD & NECK CA | CT Atten Cor Head IN | 2 | GE MEDICAL SYSTEMS | Discovery STE | dm09_hl2sp1.23 | CT Image Storage | 120 | HELICAL MODE | 500 | 500 | 949.075 | 0 | CW | 566 | 27.5 | [8 empty] | 1.3.6.1.4.1.14519.5.2.1.1706.8040.777220787434924441412450642836 | 1.3.6.1.4.1.14519.5.2.1.1706.8040.286234905457634014317809915451 | TCIA | 10.7937/K9/TCIA.2017.umz8dv6s
HNSCC-01-0202 | ORIGINAL | PT | 207 | 2003-05-19 | PET/CT HEAD & NECK CA | PET_NO AC 3DIR | 4 | GE MEDICAL SYSTEMS | Discovery STE | 41.04 | Positron Emission Tomography Image Storage | [9 empty] | FDG -- fluorodeoxyglucose | 355098976 | 6588 | 0.97 | CYLINDRICAL RING | 700\153 | NONE | 700 | 1.3.6.1.4.1.14519.5.2.1.1706.8040.777220787434924441412450642836 | 1.3.6.1.4.1.14519.5.2.1.1706.8040.303290959776394641929455934241 | TCIA | 10.7937/K9/TCIA.2017.umz8dv6s
HNSCC-01-0202 | ORIGINAL | PT | 127 | 2003-05-19 | PET/CT HEAD & NECK CA | PET_NAC_HEAD 3D | 10 | GE MEDICAL SYSTEMS | Discovery STE | 41.04 | Positron Emission Tomography Image Storage | [9 empty] | FDG -- fluorodeoxyglucose | 355098976 | 6588 | 0.97 | CYLINDRICAL RING | 700\153 | NONE | 700 | 1.3.6.1.4.1.14519.5.2.1.1706.8040.777220787434924441412450642836 | 1.3.6.1.4.1.14519.5.2.1.1706.8040.307567314529842051685302164958 | TCIA | 10.7937/K9/TCIA.2017.umz8dv6s
HNSCC-01-0202 | ORIGINAL | CT | 48 | 2008-12-07 | CT NECK-OP/NP/ORBIT | BONE A20 | 6 | GE MEDICAL SYSTEMS | LightSpeed VCT | gmp_vct.42 | CT Image Storage | 120 | AXIAL MODE | 320 | 250 | 949.147 | -18 | CW | 1000 | [9 empty] | 1.3.6.1.4.1.14519.5.2.1.1706.8040.834204235482775460112196230931 | 1.3.6.1.4.1.14519.5.2.1.1706.8040.109294311668670526412352455645 | TCIA | 10.7937/K9/TCIA.2017.umz8dv6s
HNSCC-01-0202 | ORIGINAL | CT | 264 | 2008-12-07 | CT NECK-OP/NP/ORBIT | ST+ N15 A0 | 2 | GE MEDICAL SYSTEMS | LightSpeed VCT | gmp_vct.42 | CT Image Storage | 120 | HELICAL MODE | 500 | 250 | 949.147 | 0 | CW | 1000 | 19.375 | [8 empty] | 1.3.6.1.4.1.14519.5.2.1.1706.8040.834204235482775460112196230931 | 1.3.6.1.4.1.14519.5.2.1.1706.8040.148324866342062261175606934573 | TCIA | 10.7937/K9/TCIA.2017.umz8dv6s
HNSCC-01-0202 | ORIGINAL | CT | 48 | 2008-12-07 | CT NECK-OP/NP/ORBIT | ST A0 | 5 | GE MEDICAL SYSTEMS | LightSpeed VCT | gmp_vct.42 | CT Image Storage | 120 | AXIAL MODE | 320 | 250 | 949.147 | -18 | CW | 1000 | [9 empty] | 1.3.6.1.4.1.14519.5.2.1.1706.8040.834204235482775460112196230931 | 1.3.6.1.4.1.14519.5.2.1.1706.8040.187172125315686796785965548475 | TCIA | 10.7937/K9/TCIA.2017.umz8dv6s
HNSCC-01-0202 | ORIGINAL | CT | 2 | 2008-12-07 | CT NECK-OP/NP/ORBIT | SCOUT - NECK | 1 | GE MEDICAL SYSTEMS | LightSpeed VCT | gmp_vct.42 | CT Image Storage | 120 | SCOUT MODE | 500 |  | 949.147 | 0 | CW | 4576 | [9 empty] | 1.3.6.1.4.1.14519.5.2.1.1706.8040.834204235482775460112196230931 | 1.3.6.1.4.1.14519.5.2.1.1706.8040.196641152563862287107462986335 | TCIA | 10.7937/K9/TCIA.2017.umz8dv6s
HNSCC-01-0202 | ORIGINAL | CT | 264 | 2008-12-07 | CT NECK-OP/NP/ORBIT | BONE+ N15 A20 | 3 | GE MEDICAL SYSTEMS | LightSpeed VCT | gmp_vct.42 | CT Image Storage | 120 | HELICAL MODE | 500 | 250 | 949.147 | 0 | CW | 1000 | 19.375 | [8 empty] | 1.3.6.1.4.1.14519.5.2.1.1706.8040.834204235482775460112196230931 | 1.3.6.1.4.1.14519.5.2.1.1706.8040.198726105015844941363880854445 | TCIA | 10.7937/K9/TCIA.2017.umz8dv6s
HNSCC-01-0203 | ORIGINAL | PT | 127 | 2002-10-12 | PET/CT HEAD&NECK CA IN | PET No AC H&N | 11 | GE MEDICAL SYSTEMS | Discovery STE | 41.04 | Positron Emission Tomography Image Storage | [9 empty] | FDG -- fluorodeoxyglucose | 413707648 | 6588 | 0.97 | CYLINDRICAL RING | 700\153 | NONE | 700 | 1.3.6.1.4.1.14519.5.2.1.1706.8040.166222205405718801052322891967 | 1.3.6.1.4.1.14519.5.2.1.1706.8040.131324614957094016757338906309 | TCIA | 10.7937/K9/TCIA.2017.umz8dv6s
HNSCC-01-0203 | ORIGINAL | PT | 127 | 2002-10-12 | PET/CT HEAD&NECK CA IN | PET AC H&N | 10 | GE MEDICAL SYSTEMS | Discovery STE | 41.04 | Positron Emission Tomography Image Storage | [9 empty] | FDG -- fluorodeoxyglucose | 413707648 | 6588 | 0.97 | CYLINDRICAL RING | 700\153 | NONE | 700 | 1.3.6.1.4.1.14519.5.2.1.1706.8040.166222205405718801052322891967 | 1.3.6.1.4.1.14519.5.2.1.1706.8040.166329290773439341056573152880 | TCIA | 10.7937/K9/TCIA.2017.umz8dv6s
HNSCC-01-0203 | ORIGINAL | CT | 207 | 2002-10-12 | PET/CT HEAD&NECK CA IN | CT Soft | 2 | GE MEDICAL SYSTEMS | Discovery STE | 07MWHL36.4 | CT Image Storage | 120 | HELICAL MODE | 500 | 500 | 949.075 | 0 | CW | 566 | 27.5 | [8 empty] | 1.3.6.1.4.1.14519.5.2.1.1706.8040.166222205405718801052322891967 | 1.3.6.1.4.1.14519.5.2.1.1706.8040.201467588524922980474686865084 | TCIA | 10.7937/K9/TCIA.2017.umz8dv6s
HNSCC-01-0203 | ORIGINAL | PT | 207 | 2002-10-12 | PET/CT HEAD&NECK CA IN | PET NO AC | 5 | GE MEDICAL SYSTEMS | Discovery STE | 41.04 | Positron Emission Tomography Image Storage | [9 empty] | FDG -- fluorodeoxyglucose | 413707648 | 6588 | 0.97 | CYLINDRICAL RING | 700\153 | NONE | 700 | 1.3.6.1.4.1.14519.5.2.1.1706.8040.166222205405718801052322891967 | 1.3.6.1.4.1.14519.5.2.1.1706.8040.301060913241604390100897914440 | TCIA | 10.7937/K9/TCIA.2017.umz8dv6s
HNSCC-01-0203 | ORIGINAL | PT | 207 | 2002-10-12 | PET/CT HEAD&NECK CA IN | PET AC | 4 | GE MEDICAL SYSTEMS | Discovery STE | 41.04 | Positron Emission Tomography Image Storage | [9 empty] | FDG -- fluorodeoxyglucose | 413707648 | 6588 | 0.97 | CYLINDRICAL RING | 700\153 | NONE | 700 | 1.3.6.1.4.1.14519.5.2.1.1706.8040.166222205405718801052322891967 | 1.3.6.1.4.1.14519.5.2.1.1706.8040.438147119414141677287089352886 | TCIA | 10.7937/K9/TCIA.2017.umz8dv6s
HNSCC-01-0203 | NULL | RTDOSE | 1 | 2002-12-10 | RT SIMULATION | NULL | 1 | ADAC | Pinnacle3 | 9.8 | RT Dose Storage | [17 empty] | 1.3.6.1.4.1.14519.5.2.1.1706.8040.356093736163220176780046376477 | 1.3.6.1.4.1.14519.5.2.1.1706.8040.170201156141511715850222374645 | TCIA | 10.7937/K9/TCIA.2017.umz8dv6s
HNSCC-01-0203 | NULL | RTPLAN | 1 | 2002-12-10 | RT SIMULATION | NULL | 1 | ADAC | Pinnacle3 | 9.8 | RT Plan Storage | [17 empty] | 1.3.6.1.4.1.14519.5.2.1.1706.8040.356093736163220176780046376477 | 1.3.6.1.4.1.14519.5.2.1.1706.8040.329512712931959038319819866767 | TCIA | 10.7937/K9/TCIA.2017.umz8dv6s
HNSCC-01-0203 | NULL | RTSTRUCT | 1 | 2002-12-10 | RT SIMULATION | NULL | 1 | ADAC | Pinnacle3 | 9.8 | RT Structure Set Storage | [17 empty] | 1.3.6.1.4.1.14519.5.2.1.1706.8040.356093736163220176780046376477 | 1.3.6.1.4.1.14519.5.2.1.1706.8040.393304891039223462786129123741 | TCIA | 10.7937/K9/TCIA.2017.umz8dv6s
HNSCC-01-0203 | ORIGINAL | CT | 114 | 2002-12-10 | RT SIMULATION | NULL | 4 | Philips | Mx8000 IDT 16 | 4.2.1 | CT Image Storage | 120 | HELIX | 500 | 500 |  | 0 | CW | [10 empty] | 1.3.6.1.4.1.14519.5.2.1.1706.8040.356093736163220176780046376477 | 1.3.6.1.4.1.14519.5.2.1.1706.8040.346481188435245467621168383318 | TCIA | 10.7937/K9/TCIA.2017.umz8dv6s
HNSCC-01-0203 | ORIGINAL | PT | 127 | 2003-05-20 | PET/CT HEAD & NECK CA | pet_ac_3d_H&N | 11 | GE MEDICAL SYSTEMS | Discovery RX | 41.04 | Positron Emission Tomography Image Storage | [9 empty] | FDG -- fluorodeoxyglucose | 394828160 | 6588 | 0.97 | CYLINDRICAL RING | 700\153 | NONE | 700 | 1.3.6.1.4.1.14519.5.2.1.1706.8040.989601459947116351370036588095 | 1.3.6.1.4.1.14519.5.2.1.1706.8040.189587286346301145466157275289 | TCIA | 10.7937/K9/TCIA.2017.umz8dv6s
HNSCC-01-0203 | ORIGINAL | PT | 127 | 2003-05-20 | PET/CT HEAD & NECK CA | PET_NO AC 3DIR_H&N | 10 | GE MEDICAL SYSTEMS | Discovery RX | 41.04 | Positron Emission Tomography Image Storage | [9 empty] | FDG -- fluorodeoxyglucose | 394828160 | 6588 | 0.97 | CYLINDRICAL RING | 700\153 | NONE | 700 | 1.3.6.1.4.1.14519.5.2.1.1706.8040.989601459947116351370036588095 | 1.3.6.1.4.1.14519.5.2.1.1706.8040.238476105542723090721717663323 | TCIA | 10.7937/K9/TCIA.2017.umz8dv6s
HNSCC-01-0203 | ORIGINAL | PT | 207 | 2003-05-20 | PET/CT HEAD & NECK CA | pet_ac_3d | 5 | GE MEDICAL SYSTEMS | Discovery RX | 41.04 | Positron Emission Tomography Image Storage | [9 empty] | FDG -- fluorodeoxyglucose | 394828160 | 6588 | 0.97 | CYLINDRICAL RING | 700\153 | NONE | 700 | 1.3.6.1.4.1.14519.5.2.1.1706.8040.989601459947116351370036588095 | 1.3.6.1.4.1.14519.5.2.1.1706.8040.241172437703255317263603004405 | TCIA | 10.7937/K9/TCIA.2017.umz8dv6s
HNSCC-01-0203 | ORIGINAL | PT | 207 | 2003-05-20 | PET/CT HEAD & NECK CA | PET_NO AC 3DIR | 4 | GE MEDICAL SYSTEMS | Discovery RX | 41.04 | Positron Emission Tomography Image Storage | [9 empty] | FDG -- fluorodeoxyglucose | 394828160 | 6588 | 0.97 | CYLINDRICAL RING | 700\153 | NONE | 700 | 1.3.6.1.4.1.14519.5.2.1.1706.8040.989601459947116351370036588095 | 1.3.6.1.4.1.14519.5.2.1.1706.8040.291382522636837454288172322462 | TCIA | 10.7937/K9/TCIA.2017.umz8dv6s
HNSCC-01-0203 | ORIGINAL | CT | 207 | 2003-05-20 | PET/CT HEAD & NECK CA | CT Atten soft | 2 | GE MEDICAL SYSTEMS | Discovery RX | dm09_hl2sp1.23 | CT Image Storage | 120 | HELICAL MODE | 500 | 500 | 949.075 | 0 | CW | 566 | 27.5 | [8 empty] | 1.3.6.1.4.1.14519.5.2.1.1706.8040.989601459947116351370036588095 | 1.3.6.1.4.1.14519.5.2.1.1706.8040.937237162649252234931163892372 | TCIA | 10.7937/K9/TCIA.2017.umz8dv6s
HNSCC-01-0204 | ORIGINAL | CT | 247 | 2002-11-24 | PET/CT SPN WB OR REGIO | CT Soft | 2 | GE MEDICAL SYSTEMS | Discovery RX | 07MWDVCT36.4 | CT Image Storage | 120 | HELICAL MODE | 500 | 500 | 949.075 | 0 | CW | 500 | 55 | [8 empty] | 1.3.6.1.4.1.14519.5.2.1.1706.8040.237639471964542527198863781539 | 1.3.6.1.4.1.14519.5.2.1.1706.8040.249523704121488528992486834711 | TCIA | 10.7937/K9/TCIA.2017.umz8dv6s
HNSCC-01-0204 | NULL | RTPLAN | 1 | 2003-02-07 | RT SIMULATION | NULL | 1 | ADAC | Pinnacle3 | 9.8 | RT Plan Storage | [17 empty] | 1.3.6.1.4.1.14519.5.2.1.1706.8040.237887352411658356263763232647 | 1.3.6.1.4.1.14519.5.2.1.1706.8040.250896490458318468470414790876 | TCIA | 10.7937/K9/TCIA.2017.umz8dv6s
HNSCC-01-0204 | NULL | RTSTRUCT | 1 | 2003-02-07 | RT SIMULATION | NULL | 1 | ADAC | Pinnacle3 | 9.8 | RT Structure Set Storage | [17 empty] | 1.3.6.1.4.1.14519.5.2.1.1706.8040.237887352411658356263763232647 | 1.3.6.1.4.1.14519.5.2.1.1706.8040.269197535385303790831651817976 | TCIA | 10.7937/K9/TCIA.2017.umz8dv6s
HNSCC-01-0204 | NULL | RTDOSE | 1 | 2003-02-07 | RT SIMULATION | NULL | 1 | ADAC | Pinnacle3 | 9.8 | RT Dose Storage | [17 empty] | 1.3.6.1.4.1.14519.5.2.1.1706.8040.237887352411658356263763232647 | 1.3.6.1.4.1.14519.5.2.1.1706.8040.645913362961553363533067933568 | TCIA | 10.7937/K9/TCIA.2017.umz8dv6s
HNSCC-01-0204 | ORIGINAL | CT | 157 | 2003-02-07 | RT SIMULATION | NULL | 3 | Philips | Mx8000 IDT 16 | 4.2.1 | CT Image Storage | 120 | HELIX | 500 | 500 |  | 0 | CW | [10 empty] | 1.3.6.1.4.1.14519.5.2.1.1706.8040.237887352411658356263763232647 | 1.3.6.1.4.1.14519.5.2.1.1706.8040.759454389697110870559423613994 | TCIA | 10.7937/K9/TCIA.2017.umz8dv6s
HNSCC-01-0204 | ORIGINAL | CT | 207 | 2003-06-08 | PET/CT HEAD & NECK CA | CT Atten soft | 2 | GE MEDICAL SYSTEMS | Discovery RX | dm09_hl2sp1.23 | CT Image Storage | 120 | HELICAL MODE | 500 | 500 | 949.075 | 0 | CW | 566 | 27.5 | [8 empty] | 1.3.6.1.4.1.14519.5.2.1.1706.8040.700679414155081728828810315081 | 1.3.6.1.4.1.14519.5.2.1.1706.8040.149409092777961154976683181356 | TCIA | 10.7937/K9/TCIA.2017.umz8dv6s
HNSCC-01-0204 | ORIGINAL | PT | 47 | 2005-07-18 | PET/CT HEAD & NECK CA | PET_AC_HEAD 3D | 17 | GE MEDICAL SYSTEMS | Discovery STE | 41.04 | Positron Emission Tomography Image Storage | [9 empty] | FDG -- fluorodeoxyglucose | 380770240 | 6588 | 0.97 | CYLINDRICAL RING | 700\153 | NONE | 700 | 1.3.6.1.4.1.14519.5.2.1.1706.8040.171899551183540694492061431703 | 1.3.6.1.4.1.14519.5.2.1.1706.8040.105068792791054862209914326657 | TCIA | 10.7937/K9/TCIA.2017.umz8dv6s
HNSCC-01-0204 | ORIGINAL | PT | 207 | 2005-07-18 | PET/CT HEAD & NECK CA | PET_NO AC 3DIR | 4 | GE MEDICAL SYSTEMS | Discovery STE | 41.04 | Positron Emission Tomography Image Storage | [9 empty] | FDG -- fluorodeoxyglucose | 380770240 | 6588 | 0.97 | CYLINDRICAL RING | 700\153 | NONE | 700 | 1.3.6.1.4.1.14519.5.2.1.1706.8040.171899551183540694492061431703 | 1.3.6.1.4.1.14519.5.2.1.1706.8040.127137629237117710074289974709 | TCIA | 10.7937/K9/TCIA.2017.umz8dv6s
HNSCC-01-0204 | ORIGINAL | PT | 207 | 2005-07-18 | PET/CT HEAD & NECK CA | pet_ac_3d | 5 | GE MEDICAL SYSTEMS | Discovery STE | 41.04 | Positron Emission Tomography Image Storage | [9 empty] | FDG -- fluorodeoxyglucose | 380770240 | 6588 | 0.97 | CYLINDRICAL RING | 700\153 | NONE | 700 | 1.3.6.1.4.1.14519.5.2.1.1706.8040.171899551183540694492061431703 | 1.3.6.1.4.1.14519.5.2.1.1706.8040.129155575848498144044870395321 | TCIA | 10.7937/K9/TCIA.2017.umz8dv6s
HNSCC-01-0204 | ORIGINAL | CT | 207 | 2005-07-18 | PET/CT HEAD & NECK CA | CT Lung | 3 | GE MEDICAL SYSTEMS | Discovery STE | dm09_hl2sp1.23 | CT Image Storage | 120 | HELICAL MODE | 500 | 500 | 949.075 | 0 | CW | 566 | 27.5 | [8 empty] | 1.3.6.1.4.1.14519.5.2.1.1706.8040.171899551183540694492061431703 | 1.3.6.1.4.1.14519.5.2.1.1706.8040.141221561215846626624772666647 | TCIA | 10.7937/K9/TCIA.2017.umz8dv6s
HNSCC-01-0204 | ORIGINAL | CT | 1 | 2005-07-18 | PET/CT HEAD & NECK CA | CT SCOUT H&N | 6 | GE MEDICAL SYSTEMS | Discovery STE | dm09_hl2sp1.23 | CT Image Storage | 120 | SCOUT MODE | 500 |  | 949.075 | 0 | CW | 4072 | [9 empty] | 1.3.6.1.4.1.14519.5.2.1.1706.8040.171899551183540694492061431703 | 1.3.6.1.4.1.14519.5.2.1.1706.8040.181483209417935525998413058634 | TCIA | 10.7937/K9/TCIA.2017.umz8dv6s
HNSCC-01-0204 | ORIGINAL | PT | 127 | 2005-07-18 | PET/CT HEAD & NECK CA | PET_AC_HEAD 3D | 11 | GE MEDICAL SYSTEMS | Discovery STE | 41.04 | Positron Emission Tomography Image Storage | [9 empty] | FDG -- fluorodeoxyglucose | 380770240 | 6588 | 0.97 | CYLINDRICAL RING | 700\153 | NONE | 700 | 1.3.6.1.4.1.14519.5.2.1.1706.8040.171899551183540694492061431703 | 1.3.6.1.4.1.14519.5.2.1.1706.8040.197181756046613231417968065858 | TCIA | 10.7937/K9/TCIA.2017.umz8dv6s
HNSCC-01-0204 | ORIGINAL | CT | 61 | 2005-07-18 | PET/CT HEAD & NECK CA | CT Bone 25cm | 15 | GE MEDICAL SYSTEMS | Discovery STE | dm09_hl2sp1.23 | CT Image Storage | 120 | HELICAL MODE | 500 | 250 | 949.075 | 0 | CW | 530 | 27.5 | [8 empty] | 1.3.6.1.4.1.14519.5.2.1.1706.8040.171899551183540694492061431703 | 1.3.6.1.4.1.14519.5.2.1.1706.8040.221964714909719897137639956577 | TCIA | 10.7937/K9/TCIA.2017.umz8dv6s
HNSCC-01-0204 | ORIGINAL | PT | 47 | 2005-07-18 | PET/CT HEAD & NECK CA | PET_NAC_HEAD 3D | 16 | GE MEDICAL SYSTEMS | Discovery STE | 41.04 | Positron Emission Tomography Image Storage | [9 empty] | FDG -- fluorodeoxyglucose | 380770240 | 6588 | 0.97 | CYLINDRICAL RING | 700\153 | NONE | 700 | 1.3.6.1.4.1.14519.5.2.1.1706.8040.171899551183540694492061431703 | 1.3.6.1.4.1.14519.5.2.1.1706.8040.247161861824524329242292400280 | TCIA | 10.7937/K9/TCIA.2017.umz8dv6s
HNSCC-01-0204 | ORIGINAL | CT | 1 | 2005-07-18 | PET/CT HEAD & NECK CA | CT SCOUT H&N | 12 | GE MEDICAL SYSTEMS | Discovery STE | dm09_hl2sp1.23 | CT Image Storage | 120 | SCOUT MODE | 500 |  | 949.075 | 0 | CW | 4072 | [9 empty] | 1.3.6.1.4.1.14519.5.2.1.1706.8040.171899551183540694492061431703 | 1.3.6.1.4.1.14519.5.2.1.1706.8040.271287784395456026324093170874 | TCIA | 10.7937/K9/TCIA.2017.umz8dv6s
HNSCC-01-0204 | ORIGINAL | CT | 165 | 2005-07-18 | PET/CT HEAD & NECK CA | CT Bone 25cm | 9 | GE MEDICAL SYSTEMS | Discovery STE | dm09_hl2sp1.23 | CT Image Storage | 120 | HELICAL MODE | 500 | 250 | 949.075 | 0 | CW | 530 | 27.5 | [8 empty] | 1.3.6.1.4.1.14519.5.2.1.1706.8040.171899551183540694492061431703 | 1.3.6.1.4.1.14519.5.2.1.1706.8040.277904198910787104501685698716 | TCIA | 10.7937/K9/TCIA.2017.umz8dv6s
HNSCC-01-0204 | ORIGINAL | CT | 207 | 2005-07-18 | PET/CT HEAD & NECK CA | CT Atten Cor Head IN | 2 | GE MEDICAL SYSTEMS | Discovery STE | dm09_hl2sp1.23 | CT Image Storage | 120 | HELICAL MODE | 500 | 500 | 949.075 | 0 | CW | 566 | 27.5 | [8 empty] | 1.3.6.1.4.1.14519.5.2.1.1706.8040.171899551183540694492061431703 | 1.3.6.1.4.1.14519.5.2.1.1706.8040.293856764615963177928602823184 | TCIA | 10.7937/K9/TCIA.2017.umz8dv6s
HNSCC-01-0204 | ORIGINAL | PT | 127 | 2005-07-18 | PET/CT HEAD & NECK CA | PET_NAC_HEAD 3D | 10 | GE MEDICAL SYSTEMS | Discovery STE | 41.04 | Positron Emission Tomography Image Storage | [9 empty] | FDG -- fluorodeoxyglucose | 380770240 | 6588 | 0.97 | CYLINDRICAL RING | 700\153 | NONE | 700 | 1.3.6.1.4.1.14519.5.2.1.1706.8040.171899551183540694492061431703 | 1.3.6.1.4.1.14519.5.2.1.1706.8040.294102005730684921589492036677 | TCIA | 10.7937/K9/TCIA.2017.umz8dv6s
HNSCC-01-0204 | ORIGINAL | CT | 1 | 2005-07-18 | PET/CT HEAD & NECK CA | CT SCOUT HEAD IN | 1 | GE MEDICAL SYSTEMS | Discovery STE | dm09_hl2sp1.23 | CT Image Storage | 120 | SCOUT MODE | 500 |  | 949.075 | 0 | CW | 9070 | [9 empty] | 1.3.6.1.4.1.14519.5.2.1.1706.8040.171899551183540694492061431703 | 1.3.6.1.4.1.14519.5.2.1.1706.8040.325452698362982298658194980007 | TCIA | 10.7937/K9/TCIA.2017.umz8dv6s
HNSCC-01-0204 | ORIGINAL | CT | 127 | 2005-07-18 | PET/CT HEAD & NECK CA | CT Atten Cor H&N | 7 | GE MEDICAL SYSTEMS | Discovery STE | dm09_hl2sp1.23 | CT Image Storage | 120 | HELICAL MODE | 500 | 500 | 949.075 | 0 | CW | 566 | 27.5 | [8 empty] | 1.3.6.1.4.1.14519.5.2.1.1706.8040.171899551183540694492061431703 | 1.3.6.1.4.1.14519.5.2.1.1706.8040.353972157455541882559791156307 | TCIA | 10.7937/K9/TCIA.2017.umz8dv6s
HNSCC-01-0204 | ORIGINAL | CT | 61 | 2005-07-18 | PET/CT HEAD & NECK CA | CT std 25cm | 14 | GE MEDICAL SYSTEMS | Discovery STE | dm09_hl2sp1.23 | CT Image Storage | 120 | HELICAL MODE | 500 | 250 | 949.075 | 0 | CW | 530 | 27.5 | [8 empty] | 1.3.6.1.4.1.14519.5.2.1.1706.8040.171899551183540694492061431703 | 1.3.6.1.4.1.14519.5.2.1.1706.8040.749893766037535653043048926251 | TCIA | 10.7937/K9/TCIA.2017.umz8dv6s
HNSCC-01-0204 | ORIGINAL | CT | 165 | 2005-07-18 | PET/CT HEAD & NECK CA | CT std 25cm | 8 | GE MEDICAL SYSTEMS | Discovery STE | dm09_hl2sp1.23 | CT Image Storage | 120 | HELICAL MODE | 500 | 250 | 949.075 | 0 | CW | 530 | 27.5 | [8 empty] | 1.3.6.1.4.1.14519.5.2.1.1706.8040.171899551183540694492061431703 | 1.3.6.1.4.1.14519.5.2.1.1706.8040.872691842121246846455922218082 | TCIA | 10.7937/K9/TCIA.2017.umz8dv6s
HNSCC-01-0204 | ORIGINAL | CT | 47 | 2005-07-18 | PET/CT HEAD & NECK CA | CT Atten Cor H&N | 13 | GE MEDICAL SYSTEMS | Discovery STE | dm09_hl2sp1.23 | CT Image Storage | 120 | HELICAL MODE | 500 | 500 | 949.075 | 0 | CW | 566 | 27.5 | [8 empty] | 1.3.6.1.4.1.14519.5.2.1.1706.8040.171899551183540694492061431703 | 1.3.6.1.4.1.14519.5.2.1.1706.8040.973242537061476092202107708442 | TCIA | 10.7937/K9/TCIA.2017.umz8dv6s
HNSCC-01-0205 | ORIGINAL | PT | 207 | 2002-11-12 | PET/CT HEAD&NECK CA IN | PET_NO AC 3DIR | 4 | GE MEDICAL SYSTEMS | Discovery STE | 41.04 | Positron Emission Tomography Image Storage | [9 empty] | FDG -- fluorodeoxyglucose | 351114400 | 6588 | 0.97 | CYLINDRICAL RING | 700\153 | NONE | 700 | 1.3.6.1.4.1.14519.5.2.1.1706.8040.276134414885168861248892786367 | 1.3.6.1.4.1.14519.5.2.1.1706.8040.158939685427763583163736400675 | TCIA | 10.7937/K9/TCIA.2017.umz8dv6s
HNSCC-01-0205 | ORIGINAL | PT | 127 | 2002-11-12 | PET/CT HEAD&NECK CA IN | PET_AC_HEAD 3D | 11 | GE MEDICAL SYSTEMS | Discovery STE | 41.04 | Positron Emission Tomography Image Storage | [9 empty] | FDG -- fluorodeoxyglucose | 351114400 | 6588 | 0.97 | CYLINDRICAL RING | 700\153 | NONE | 700 | 1.3.6.1.4.1.14519.5.2.1.1706.8040.276134414885168861248892786367 | 1.3.6.1.4.1.14519.5.2.1.1706.8040.184660604604714176012546271670 | TCIA | 10.7937/K9/TCIA.2017.umz8dv6s
HNSCC-01-0205 | ORIGINAL | PT | 207 | 2002-11-12 | PET/CT HEAD&NECK CA IN | pet_ac_3d | 5 | GE MEDICAL SYSTEMS | Discovery STE | 41.04 | Positron Emission Tomography Image Storage | [9 empty] | FDG -- fluorodeoxyglucose | 351114400 | 6588 | 0.97 | CYLINDRICAL RING | 700\153 | NONE | 700 | 1.3.6.1.4.1.14519.5.2.1.1706.8040.276134414885168861248892786367 | 1.3.6.1.4.1.14519.5.2.1.1706.8040.273649734843692096917066440274 | TCIA | 10.7937/K9/TCIA.2017.umz8dv6s
HNSCC-01-0205 | ORIGINAL | CT | 207 | 2002-11-12 | PET/CT HEAD&NECK CA IN | CT Atten Cor Head IN | 2 | GE MEDICAL SYSTEMS | Discovery STE | 07MWHL36.4 | CT Image Storage | 120 | HELICAL MODE | 500 | 500 | 949.075 | 0 | CW | 566 | 27.5 | [8 empty] | 1.3.6.1.4.1.14519.5.2.1.1706.8040.276134414885168861248892786367 | 1.3.6.1.4.1.14519.5.2.1.1706.8040.319364474555691834375384648104 | TCIA | 10.7937/K9/TCIA.2017.umz8dv6s
HNSCC-01-0205 | ORIGINAL | PT | 127 | 2002-11-12 | PET/CT HEAD&NECK CA IN | PET_NAC_HEAD 3D | 10 | GE MEDICAL SYSTEMS | Discovery STE | 41.04 | Positron Emission Tomography Image Storage | [9 empty] | FDG -- fluorodeoxyglucose | 351114400 | 6588 | 0.97 | CYLINDRICAL RING | 700\153 | NONE | 700 | 1.3.6.1.4.1.14519.5.2.1.1706.8040.276134414885168861248892786367 | 1.3.6.1.4.1.14519.5.2.1.1706.8040.612305187599130940255457650773 | TCIA | 10.7937/K9/TCIA.2017.umz8dv6s
HNSCC-01-0205 | NULL | RTPLAN | 1 | 2003-01-12 | RT SIMULATION | NULL | 1 | ADAC | Pinnacle3 | 9.8 | RT Plan Storage | [17 empty] | 1.3.6.1.4.1.14519.5.2.1.1706.8040.419181844848792974704797813458 | 1.3.6.1.4.1.14519.5.2.1.1706.8040.145893966106458873017376579373 | TCIA | 10.7937/K9/TCIA.2017.umz8dv6s
HNSCC-01-0205 | NULL | RTSTRUCT | 1 | 2003-01-12 | RT SIMULATION | NULL | 1 | ADAC | Pinnacle3 | 9.8 | RT Structure Set Storage | [17 empty] | 1.3.6.1.4.1.14519.5.2.1.1706.8040.419181844848792974704797813458 | 1.3.6.1.4.1.14519.5.2.1.1706.8040.153794418661142839840259396368 | TCIA | 10.7937/K9/TCIA.2017.umz8dv6s
HNSCC-01-0205 | NULL | RTDOSE | 1 | 2003-01-12 | RT SIMULATION | NULL | 1 | ADAC | Pinnacle3 | 9.8 | RT Dose Storage | [17 empty] | 1.3.6.1.4.1.14519.5.2.1.1706.8040.419181844848792974704797813458 | 1.3.6.1.4.1.14519.5.2.1.1706.8040.241094305647208711389080127074 | TCIA | 10.7937/K9/TCIA.2017.umz8dv6s
HNSCC-01-0205 | ORIGINAL | CT | 109 | 2003-01-12 | RT SIMULATION | NULL | 4 | Philips | Mx8000 IDT 16 | 4.2.1 | CT Image Storage | 120 | HELIX | 500 | 500 |  | 0 | CW | [10 empty] | 1.3.6.1.4.1.14519.5.2.1.1706.8040.419181844848792974704797813458 | 1.3.6.1.4.1.14519.5.2.1.1706.8040.190046653422584855467252677328 | TCIA | 10.7937/K9/TCIA.2017.umz8dv6s
HNSCC-01-0205 | ORIGINAL | PT | 127 | 2003-06-28 | PET/CT HEAD & NECK CA | PET_AC_HEAD 3D | 12 | GE MEDICAL SYSTEMS | Discovery STE | 41.04 | Positron Emission Tomography Image Storage | [9 empty] | FDG -- fluorodeoxyglucose | 353218400 | 6588 | 0.97 | CYLINDRICAL RING | 700\153 | NONE | 700 | 1.3.6.1.4.1.14519.5.2.1.1706.8040.259338768161345302179696318783 | 1.3.6.1.4.1.14519.5.2.1.1706.8040.110529276908412828830551474716 | TCIA | 10.7937/K9/TCIA.2017.umz8dv6s
HNSCC-01-0205 | ORIGINAL | PT | 127 | 2003-06-28 | PET/CT HEAD & NECK CA | PET_NAC_HEAD 3D | 11 | GE MEDICAL SYSTEMS | Discovery STE | 41.04 | Positron Emission Tomography Image Storage | [9 empty] | FDG -- fluorodeoxyglucose | 353218400 | 6588 | 0.97 | CYLINDRICAL RING | 700\153 | NONE | 700 | 1.3.6.1.4.1.14519.5.2.1.1706.8040.259338768161345302179696318783 | 1.3.6.1.4.1.14519.5.2.1.1706.8040.177100669045013858111420549249 | TCIA | 10.7937/K9/TCIA.2017.umz8dv6s
HNSCC-01-0205 | ORIGINAL | CT | 207 | 2003-06-28 | PET/CT HEAD & NECK CA | CT SOFT | 3 | GE MEDICAL SYSTEMS | Discovery STE | dm09_hl2sp1.23 | CT Image Storage | 120 | HELICAL MODE | 500 | 500 | 949.075 | 0 | CW | 566 | 27.5 | [8 empty] | 1.3.6.1.4.1.14519.5.2.1.1706.8040.259338768161345302179696318783 | 1.3.6.1.4.1.14519.5.2.1.1706.8040.200124384973421322753088268332 | TCIA | 10.7937/K9/TCIA.2017.umz8dv6s
HNSCC-01-0205 | ORIGINAL | PT | 207 | 2003-06-28 | PET/CT HEAD & NECK CA | pet_ac_3d | 6 | GE MEDICAL SYSTEMS | Discovery STE | 41.04 | Positron Emission Tomography Image Storage | [9 empty] | FDG -- fluorodeoxyglucose | 353218400 | 6588 | 0.97 | CYLINDRICAL RING | 700\153 | NONE | 700 | 1.3.6.1.4.1.14519.5.2.1.1706.8040.259338768161345302179696318783 | 1.3.6.1.4.1.14519.5.2.1.1706.8040.206552868842219317289849302406 | TCIA | 10.7937/K9/TCIA.2017.umz8dv6s
HNSCC-01-0205 | ORIGINAL | PT | 207 | 2003-06-28 | PET/CT HEAD & NECK CA | PET_NO AC 3DIR | 5 | GE MEDICAL SYSTEMS | Discovery STE | 41.04 | Positron Emission Tomography Image Storage | [9 empty] | FDG -- fluorodeoxyglucose | 353218400 | 6588 | 0.97 | CYLINDRICAL RING | 700\153 | NONE | 700 | 1.3.6.1.4.1.14519.5.2.1.1706.8040.259338768161345302179696318783 | 1.3.6.1.4.1.14519.5.2.1.1706.8040.400851569132189154912635038249 | TCIA | 10.7937/K9/TCIA.2017.umz8dv6s
HNSCC-01-0206 | ORIGINAL | CT | 207 | 2003-01-07 | PET/CT HEAD & NECK CA | CT Atten Cor Head IN | 2 | GE MEDICAL SYSTEMS | Discovery STE | 07MWHL36.4 | CT Image Storage | 120 | HELICAL MODE | 500 | 500 | 949.075 | 0 | CW | 566 | 27.5 | [8 empty] | 1.3.6.1.4.1.14519.5.2.1.1706.8040.117421099786347056486607637362 | 1.3.6.1.4.1.14519.5.2.1.1706.8040.103692829300688429422959208927 | TCIA | 10.7937/K9/TCIA.2017.umz8dv6s
HNSCC-01-0206 | ORIGINAL | PT | 207 | 2003-01-07 | PET/CT HEAD & NECK CA | pet_ac_3d | 5 | GE MEDICAL SYSTEMS | Discovery STE | 41.04 | Positron Emission Tomography Image Storage | [9 empty] | FDG -- fluorodeoxyglucose | 320765280 | 6588 | 0.97 | CYLINDRICAL RING | 700\153 | NONE | 700 | 1.3.6.1.4.1.14519.5.2.1.1706.8040.117421099786347056486607637362 | 1.3.6.1.4.1.14519.5.2.1.1706.8040.211464342734691187069199451310 | TCIA | 10.7937/K9/TCIA.2017.umz8dv6s
HNSCC-01-0206 | ORIGINAL | PT | 207 | 2003-01-07 | PET/CT HEAD & NECK CA | PET_NO AC 3DIR | 4 | GE MEDICAL SYSTEMS | Discovery STE | 41.04 | Positron Emission Tomography Image Storage | [9 empty] | FDG -- fluorodeoxyglucose | 320765280 | 6588 | 0.97 | CYLINDRICAL RING | 700\153 | NONE | 700 | 1.3.6.1.4.1.14519.5.2.1.1706.8040.117421099786347056486607637362 | 1.3.6.1.4.1.14519.5.2.1.1706.8040.472950174435911190367214190345 | TCIA | 10.7937/K9/TCIA.2017.umz8dv6s
HNSCC-01-0206 | ORIGINAL | PT | 115 | 2003-01-07 | PET/CT HEAD & NECK CA | PET_AC_HEAD 3D | 11 | GE MEDICAL SYSTEMS | Discovery STE | 41.04 | Positron Emission Tomography Image Storage | [9 empty] | FDG -- fluorodeoxyglucose | 320765280 | 6588 | 0.97 | CYLINDRICAL RING | 700\153 | NONE | 700 | 1.3.6.1.4.1.14519.5.2.1.1706.8040.117421099786347056486607637362 | 1.3.6.1.4.1.14519.5.2.1.1706.8040.674377904372170949046841110827 | TCIA | 10.7937/K9/TCIA.2017.umz8dv6s
HNSCC-01-0206 | ORIGINAL | PT | 115 | 2003-01-07 | PET/CT HEAD & NECK CA | PET_NAC_HEAD 3D | 10 | GE MEDICAL SYSTEMS | Discovery STE | 41.04 | Positron Emission Tomography Image Storage | [9 empty] | FDG -- fluorodeoxyglucose | 320765280 | 6588 | 0.97 | CYLINDRICAL RING | 700\153 | NONE | 700 | 1.3.6.1.4.1.14519.5.2.1.1706.8040.117421099786347056486607637362 | 1.3.6.1.4.1.14519.5.2.1.1706.8040.980061830351117500462041819563 | TCIA | 10.7937/K9/TCIA.2017.umz8dv6s
HNSCC-01-0206 | NULL | RTSTRUCT | 1 | 2003-03-23 | RT SIMULATION | NULL | 1 | ADAC | Pinnacle3 | 9.8 | RT Structure Set Storage | [17 empty] | 1.3.6.1.4.1.14519.5.2.1.1706.8040.562153330080163918046720779870 | 1.3.6.1.4.1.14519.5.2.1.1706.8040.269166150853421560969253621385 | TCIA | 10.7937/K9/TCIA.2017.umz8dv6s
HNSCC-01-0206 | NULL | RTDOSE | 1 | 2003-03-23 | RT SIMULATION | NULL | 1 | ADAC | Pinnacle3 | 9.8 | RT Dose Storage | [17 empty] | 1.3.6.1.4.1.14519.5.2.1.1706.8040.562153330080163918046720779870 | 1.3.6.1.4.1.14519.5.2.1.1706.8040.280971718985497539896660772882 | TCIA | 10.7937/K9/TCIA.2017.umz8dv6s
HNSCC-01-0206 | NULL | RTPLAN | 1 | 2003-03-23 | RT SIMULATION | NULL | 1 | ADAC | Pinnacle3 | 9.8 | RT Plan Storage | [17 empty] | 1.3.6.1.4.1.14519.5.2.1.1706.8040.562153330080163918046720779870 | 1.3.6.1.4.1.14519.5.2.1.1706.8040.298859324617298519631784697912 | TCIA | 10.7937/K9/TCIA.2017.umz8dv6s
HNSCC-01-0206 | ORIGINAL | CT | 108 | 2003-03-23 | RT SIMULATION | NULL | 5 | Philips | Mx8000 IDT 16 | 4.2.1 | CT Image Storage | 120 | HELIX | 500 | 500 |  | 0 | CW | [10 empty] | 1.3.6.1.4.1.14519.5.2.1.1706.8040.562153330080163918046720779870 | 1.3.6.1.4.1.14519.5.2.1.1706.8040.145144823012724233592227968600 | TCIA | 10.7937/K9/TCIA.2017.umz8dv6s
HNSCC-01-0206 | ORIGINAL | PT | 207 | 2003-08-18 | PET/CT HEAD & NECK CA | PET_NO AC 3DIR | 4 | GE MEDICAL SYSTEMS | Discovery RX | 41.04 | Positron Emission Tomography Image Storage | [9 empty] | FDG -- fluorodeoxyglucose | 307730496 | 6588 | 0.97 | CYLINDRICAL RING | 700\153 | NONE | 700 | 1.3.6.1.4.1.14519.5.2.1.1706.8040.326541306759653825395182949053 | 1.3.6.1.4.1.14519.5.2.1.1706.8040.175788596554192449483354588297 | TCIA | 10.7937/K9/TCIA.2017.umz8dv6s
HNSCC-01-0206 | ORIGINAL | PT | 127 | 2003-08-18 | PET/CT HEAD & NECK CA | pet_ac_3d_H&N | 11 | GE MEDICAL SYSTEMS | Discovery RX | 41.04 | Positron Emission Tomography Image Storage | [9 empty] | FDG -- fluorodeoxyglucose | 307730496 | 6588 | 0.97 | CYLINDRICAL RING | 700\153 | NONE | 700 | 1.3.6.1.4.1.14519.5.2.1.1706.8040.326541306759653825395182949053 | 1.3.6.1.4.1.14519.5.2.1.1706.8040.203603342640555208052605808595 | TCIA | 10.7937/K9/TCIA.2017.umz8dv6s
HNSCC-01-0206 | ORIGINAL | CT | 207 | 2003-08-18 | PET/CT HEAD & NECK CA | CT Atten soft | 2 | GE MEDICAL SYSTEMS | Discovery RX | dm09_hl2sp1.23 | CT Image Storage | 120 | HELICAL MODE | 500 | 500 | 949.075 | 0 | CW | 566 | 27.5 | [8 empty] | 1.3.6.1.4.1.14519.5.2.1.1706.8040.326541306759653825395182949053 | 1.3.6.1.4.1.14519.5.2.1.1706.8040.266358281042000202080949536520 | TCIA | 10.7937/K9/TCIA.2017.umz8dv6s
HNSCC-01-0206 | ORIGINAL | PT | 207 | 2003-08-18 | PET/CT HEAD & NECK CA | pet_ac_3d | 5 | GE MEDICAL SYSTEMS | Discovery RX | 41.04 | Positron Emission Tomography Image Storage | [9 empty] | FDG -- fluorodeoxyglucose | 307730496 | 6588 | 0.97 | CYLINDRICAL RING | 700\153 | NONE | 700 | 1.3.6.1.4.1.14519.5.2.1.1706.8040.326541306759653825395182949053 | 1.3.6.1.4.1.14519.5.2.1.1706.8040.290182838480719730716540097850 | TCIA | 10.7937/K9/TCIA.2017.umz8dv6s
HNSCC-01-0206 | ORIGINAL | PT | 127 | 2003-08-18 | PET/CT HEAD & NECK CA | PET_NO AC 3DIR_H&N | 10 | GE MEDICAL SYSTEMS | Discovery RX | 41.04 | Positron Emission Tomography Image Storage | [9 empty] | FDG -- fluorodeoxyglucose | 307730496 | 6588 | 0.97 | CYLINDRICAL RING | 700\153 | NONE | 700 | 1.3.6.1.4.1.14519.5.2.1.1706.8040.326541306759653825395182949053 | 1.3.6.1.4.1.14519.5.2.1.1706.8040.494666355755112072069780642253 | TCIA | 10.7937/K9/TCIA.2017.umz8dv6s
HNSCC-01-0207 | ORIGINAL | PT | 127 | 2003-02-11 | PET/CT HEAD & NECK CA | PET_AC_3D_FDG_H&N | 11 | GE MEDICAL SYSTEMS | Discovery RX | 41.04 | Positron Emission Tomography Image Storage | [9 empty] | FDG -- fluorodeoxyglucose | 350303712 | 6588 | 0.97 | CYLINDRICAL RING | 700\153 | NONE | 700 | 1.3.6.1.4.1.14519.5.2.1.1706.8040.104383026382302054460366843174 | 1.3.6.1.4.1.14519.5.2.1.1706.8040.259410329112528236880108378065 | TCIA | 10.7937/K9/TCIA.2017.umz8dv6s
HNSCC-01-0207 | ORIGINAL | PT | 127 | 2003-02-11 | PET/CT HEAD & NECK CA | 3D_FDG_H&N_NAC | 10 | GE MEDICAL SYSTEMS | Discovery RX | 41.04 | Positron Emission Tomography Image Storage | [9 empty] | FDG -- fluorodeoxyglucose | 350303712 | 6588 | 0.97 | CYLINDRICAL RING | 700\153 | NONE | 700 | 1.3.6.1.4.1.14519.5.2.1.1706.8040.104383026382302054460366843174 | 1.3.6.1.4.1.14519.5.2.1.1706.8040.282115679422091655091887099441 | TCIA | 10.7937/K9/TCIA.2017.umz8dv6s
HNSCC-01-0207 | ORIGINAL | PT | 207 | 2003-02-11 | PET/CT HEAD & NECK CA | PET_AC_3D_FDG | 5 | GE MEDICAL SYSTEMS | Discovery RX | 41.04 | Positron Emission Tomography Image Storage | [9 empty] | FDG -- fluorodeoxyglucose | 350303712 | 6588 | 0.97 | CYLINDRICAL RING | 700\153 | NONE | 700 | 1.3.6.1.4.1.14519.5.2.1.1706.8040.104383026382302054460366843174 | 1.3.6.1.4.1.14519.5.2.1.1706.8040.289565099806244946158950858172 | TCIA | 10.7937/K9/TCIA.2017.umz8dv6s
HNSCC-01-0207 | ORIGINAL | PT | 207 | 2003-02-11 | PET/CT HEAD & NECK CA | PET_NAC_3D_FDG | 4 | GE MEDICAL SYSTEMS | Discovery RX | 41.04 | Positron Emission Tomography Image Storage | [9 empty] | FDG -- fluorodeoxyglucose | 350303712 | 6588 | 0.97 | CYLINDRICAL RING | 700\153 | NONE | 700 | 1.3.6.1.4.1.14519.5.2.1.1706.8040.104383026382302054460366843174 | 1.3.6.1.4.1.14519.5.2.1.1706.8040.304951100206353472635783039370 | TCIA | 10.7937/K9/TCIA.2017.umz8dv6s
HNSCC-01-0207 | ORIGINAL | CT | 207 | 2003-02-11 | PET/CT HEAD & NECK CA | CT Soft | 2 | GE MEDICAL SYSTEMS | Discovery RX | 07MWDVCT36.4 | CT Image Storage | 120 | HELICAL MODE | 500 | 500 | 949.075 | 0 | CW | 500 | 55 | [8 empty] | 1.3.6.1.4.1.14519.5.2.1.1706.8040.104383026382302054460366843174 | 1.3.6.1.4.1.14519.5.2.1.1706.8040.669719501829006543333093676804 | TCIA | 10.7937/K9/TCIA.2017.umz8dv6s
HNSCC-01-0207 | NULL | RTPLAN | 1 | 2003-02-14 | RT SIMULATION | NULL | 1 | ADAC | Pinnacle3 | 9.8 | RT Plan Storage | [17 empty] | 1.3.6.1.4.1.14519.5.2.1.1706.8040.187486379013676893417282910987 | 1.3.6.1.4.1.14519.5.2.1.1706.8040.242200131971865481348261811251 | TCIA | 10.7937/K9/TCIA.2017.umz8dv6s
HNSCC-01-0207 | NULL | RTDOSE | 1 | 2003-02-14 | RT SIMULATION | NULL | 1 | ADAC | Pinnacle3 | 9.8 | RT Dose Storage | [17 empty] | 1.3.6.1.4.1.14519.5.2.1.1706.8040.187486379013676893417282910987 | 1.3.6.1.4.1.14519.5.2.1.1706.8040.276381221483378012495234959189 | TCIA | 10.7937/K9/TCIA.2017.umz8dv6s
HNSCC-01-0207 | NULL | RTSTRUCT | 1 | 2003-02-14 | RT SIMULATION | NULL | 1 | ADAC | Pinnacle3 | 9.8 | RT Structure Set Storage | [17 empty] | 1.3.6.1.4.1.14519.5.2.1.1706.8040.187486379013676893417282910987 | 1.3.6.1.4.1.14519.5.2.1.1706.8040.307096834640648917481663241730 | TCIA | 10.7937/K9/TCIA.2017.umz8dv6s
HNSCC-01-0207 | ORIGINAL | CT | 115 | 2003-02-14 | RT SIMULATION | NULL | 2 | Philips | Brilliance 64 | 2.3.0 | CT Image Storage | 120 | HELIX | 500 | 500 |  | 0 | CW | [10 empty] | 1.3.6.1.4.1.14519.5.2.1.1706.8040.187486379013676893417282910987 | 1.3.6.1.4.1.14519.5.2.1.1706.8040.590906797310027671167748336796 | TCIA | 10.7937/K9/TCIA.2017.umz8dv6s
HNSCC-01-0207 | ORIGINAL | PT | 207 | 2003-07-15 | PET/CT HEAD & NECK CA | PET_NO AC 3DIR | 4 | GE MEDICAL SYSTEMS | Discovery RX | 41.04 | Positron Emission Tomography Image Storage | [9 empty] | FDG -- fluorodeoxyglucose | 443627488 | 6588 | 0.97 | CYLINDRICAL RING | 700\153 | NONE | 700 | 1.3.6.1.4.1.14519.5.2.1.1706.8040.197478941130489778184074502608 | 1.3.6.1.4.1.14519.5.2.1.1706.8040.113994845004311949694840652325 | TCIA | 10.7937/K9/TCIA.2017.umz8dv6s
HNSCC-01-0207 | ORIGINAL | CT | 207 | 2003-07-15 | PET/CT HEAD & NECK CA | CT Atten soft | 2 | GE MEDICAL SYSTEMS | Discovery RX | dm09_hl2sp1.23 | CT Image Storage | 120 | HELICAL MODE | 500 | 500 | 949.075 | 0 | CW | 566 | 27.5 | [8 empty] | 1.3.6.1.4.1.14519.5.2.1.1706.8040.197478941130489778184074502608 | 1.3.6.1.4.1.14519.5.2.1.1706.8040.201521263064822563891321174025 | TCIA | 10.7937/K9/TCIA.2017.umz8dv6s
HNSCC-01-0207 | ORIGINAL | PT | 207 | 2003-07-15 | PET/CT HEAD & NECK CA | pet_ac_3d | 5 | GE MEDICAL SYSTEMS | Discovery RX | 41.04 | Positron Emission Tomography Image Storage | [9 empty] | FDG -- fluorodeoxyglucose | 443627488 | 6588 | 0.97 | CYLINDRICAL RING | 700\153 | NONE | 700 | 1.3.6.1.4.1.14519.5.2.1.1706.8040.197478941130489778184074502608 | 1.3.6.1.4.1.14519.5.2.1.1706.8040.324215328728721590330342174439 | TCIA | 10.7937/K9/TCIA.2017.umz8dv6s
HNSCC-01-0207 | ORIGINAL | PT | 127 | 2003-07-15 | PET/CT HEAD & NECK CA | pet_ac_3d_H&N | 11 | GE MEDICAL SYSTEMS | Discovery RX | 41.04 | Positron Emission Tomography Image Storage | [9 empty] | FDG -- fluorodeoxyglucose | 443627488 | 6588 | 0.97 | CYLINDRICAL RING | 700\153 | NONE | 700 | 1.3.6.1.4.1.14519.5.2.1.1706.8040.197478941130489778184074502608 | 1.3.6.1.4.1.14519.5.2.1.1706.8040.781409533662359432161570800435 | TCIA | 10.7937/K9/TCIA.2017.umz8dv6s
HNSCC-01-0207 | ORIGINAL | PT | 127 | 2003-07-15 | PET/CT HEAD & NECK CA | PET_NO AC 3DIR_H&N | 10 | GE MEDICAL SYSTEMS | Discovery RX | 41.04 | Positron Emission Tomography Image Storage | [9 empty] | FDG -- fluorodeoxyglucose | 443627488 | 6588 | 0.97 | CYLINDRICAL RING | 700\153 | NONE | 700 | 1.3.6.1.4.1.14519.5.2.1.1706.8040.197478941130489778184074502608 | 1.3.6.1.4.1.14519.5.2.1.1706.8040.894368568082347674235194724986 | TCIA | 10.7937/K9/TCIA.2017.umz8dv6s
HNSCC-01-0208 | ORIGINAL | PT | 179 | 2002-11-27 | PET/CT HEAD&NECK CA IN | No AC Recon | 2 | GE MEDICAL SYSTEMS | Discovery ST | 36.14 | Positron Emission Tomography Image Storage | [9 empty] | FDG -- fluorodeoxyglucose | 366874304 | 6588 | 0.97 | CYLINDRICAL RING | 700\157 | RING | 700 | 1.3.6.1.4.1.14519.5.2.1.1706.8040.218569170571410060101115704359 | 1.3.6.1.4.1.14519.5.2.1.1706.8040.186427330017200850773654492052 | TCIA | 10.7937/K9/TCIA.2017.umz8dv6s
HNSCC-01-0208 | ORIGINAL | PT | 179 | 2002-11-27 | PET/CT HEAD&NECK CA IN | PET AC | 1 | GE MEDICAL SYSTEMS | Discovery ST | 36.14 | Positron Emission Tomography Image Storage | [9 empty] | FDG -- fluorodeoxyglucose | 366874304 | 6588 | 0.97 | CYLINDRICAL RING | 700\157 | RING | 700 | 1.3.6.1.4.1.14519.5.2.1.1706.8040.218569170571410060101115704359 | 1.3.6.1.4.1.14519.5.2.1.1706.8040.307887777711512800933832588036 | TCIA | 10.7937/K9/TCIA.2017.umz8dv6s
HNSCC-01-0208 | ORIGINAL | CT | 179 | 2002-11-27 | PET/CT HEAD&NECK CA IN | CT Atten Cor Head In | 2 | GE MEDICAL SYSTEMS | Discovery ST | LightSpeedverrel | CT Image Storage | 120 | HELICAL MODE | 500 | 500 | 949.075 | 0 | CW | 675 | [9 empty] | 1.3.6.1.4.1.14519.5.2.1.1706.8040.218569170571410060101115704359 | 1.3.6.1.4.1.14519.5.2.1.1706.8040.410912139487853090849912531401 | TCIA | 10.7937/K9/TCIA.2017.umz8dv6s
HNSCC-01-0208 | NULL | RTDOSE | 1 | 2003-02-02 | RT SIMULATION | NULL | 1 | ADAC | Pinnacle3 | 9.8 | RT Dose Storage | [17 empty] | 1.3.6.1.4.1.14519.5.2.1.1706.8040.257860385167072701636720727554 | 1.3.6.1.4.1.14519.5.2.1.1706.8040.144564989937146185532083127404 | TCIA | 10.7937/K9/TCIA.2017.umz8dv6s
HNSCC-01-0208 | NULL | RTPLAN | 1 | 2003-02-02 | RT SIMULATION | NULL | 1 | ADAC | Pinnacle3 | 9.8 | RT Plan Storage | [17 empty] | 1.3.6.1.4.1.14519.5.2.1.1706.8040.257860385167072701636720727554 | 1.3.6.1.4.1.14519.5.2.1.1706.8040.326987160731193263685094617009 | TCIA | 10.7937/K9/TCIA.2017.umz8dv6s
HNSCC-01-0208 | NULL | RTSTRUCT | 1 | 2003-02-02 | RT SIMULATION | NULL | 1 | ADAC | Pinnacle3 | 9.8 | RT Structure Set Storage | [17 empty] | 1.3.6.1.4.1.14519.5.2.1.1706.8040.257860385167072701636720727554 | 1.3.6.1.4.1.14519.5.2.1.1706.8040.338972401308254679762798356208 | TCIA | 10.7937/K9/TCIA.2017.umz8dv6s
HNSCC-01-0208 | ORIGINAL | CT | 137 | 2003-02-02 | RT SIMULATION | NULL | 6 | Philips | Mx8000 IDT 16 | 4.2.1 | CT Image Storage | 120 | HELIX | 500 | 500 |  | 0 | CW | [10 empty] | 1.3.6.1.4.1.14519.5.2.1.1706.8040.257860385167072701636720727554 | 1.3.6.1.4.1.14519.5.2.1.1706.8040.164749484896990576019245044043 | TCIA | 10.7937/K9/TCIA.2017.umz8dv6s
HNSCC-01-0208 | ORIGINAL | PT | 207 | 2003-06-24 | PET/CT HEAD & NECK CA | pet_ac_3d | 5 | GE MEDICAL SYSTEMS | Discovery RX | 41.04 | Positron Emission Tomography Image Storage | [9 empty] | FDG -- fluorodeoxyglucose | 404825920 | 6588 | 0.97 | CYLINDRICAL RING | 700\153 | NONE | 700 | 1.3.6.1.4.1.14519.5.2.1.1706.8040.661427470215892342796550131784 | 1.3.6.1.4.1.14519.5.2.1.1706.8040.110756343050246910957577900575 | TCIA | 10.7937/K9/TCIA.2017.umz8dv6s
HNSCC-01-0208 | ORIGINAL | PT | 127 | 2003-06-24 | PET/CT HEAD & NECK CA | pet_ac_3d_H&N | 11 | GE MEDICAL SYSTEMS | Discovery RX | 41.04 | Positron Emission Tomography Image Storage | [9 empty] | FDG -- fluorodeoxyglucose | 404825920 | 6588 | 0.97 | CYLINDRICAL RING | 700\153 | NONE | 700 | 1.3.6.1.4.1.14519.5.2.1.1706.8040.661427470215892342796550131784 | 1.3.6.1.4.1.14519.5.2.1.1706.8040.139069911933190404271665690951 | TCIA | 10.7937/K9/TCIA.2017.umz8dv6s
HNSCC-01-0208 | ORIGINAL | PT | 207 | 2003-06-24 | PET/CT HEAD & NECK CA | PET_NO AC 3DIR | 4 | GE MEDICAL SYSTEMS | Discovery RX | 41.04 | Positron Emission Tomography Image Storage | [9 empty] | FDG -- fluorodeoxyglucose | 404825920 | 6588 | 0.97 | CYLINDRICAL RING | 700\153 | NONE | 700 | 1.3.6.1.4.1.14519.5.2.1.1706.8040.661427470215892342796550131784 | 1.3.6.1.4.1.14519.5.2.1.1706.8040.149503662453102001992647017052 | TCIA | 10.7937/K9/TCIA.2017.umz8dv6s
HNSCC-01-0208 | ORIGINAL | PT | 127 | 2003-06-24 | PET/CT HEAD & NECK CA | PET_NO AC 3DIR_H&N | 10 | GE MEDICAL SYSTEMS | Discovery RX | 41.04 | Positron Emission Tomography Image Storage | [9 empty] | FDG -- fluorodeoxyglucose | 404825920 | 6588 | 0.97 | CYLINDRICAL RING | 700\153 | NONE | 700 | 1.3.6.1.4.1.14519.5.2.1.1706.8040.661427470215892342796550131784 | 1.3.6.1.4.1.14519.5.2.1.1706.8040.194843022014024731802967268862 | TCIA | 10.7937/K9/TCIA.2017.umz8dv6s
HNSCC-01-0208 | ORIGINAL | CT | 207 | 2003-06-24 | PET/CT HEAD & NECK CA | CT Atten soft | 2 | GE MEDICAL SYSTEMS | Discovery RX | dm09_hl2sp1.23 | CT Image Storage | 120 | HELICAL MODE | 500 | 500 | 949.075 | 0 | CW | 566 | 27.5 | [8 empty] | 1.3.6.1.4.1.14519.5.2.1.1706.8040.661427470215892342796550131784 | 1.3.6.1.4.1.14519.5.2.1.1706.8040.239341313671663999197599714756 | TCIA | 10.7937/K9/TCIA.2017.umz8dv6s
HNSCC-01-0209 | ORIGINAL | CT | 207 | 2003-03-30 | PET/CT HEAD & NECK CA | CT Atten soft | 2 | GE MEDICAL SYSTEMS | Discovery RX | dm09_hl2sp1.23 | CT Image Storage | 120 | HELICAL MODE | 500 | 500 | 949.075 | 0 | CW | 566 | 27.5 | [8 empty] | 1.3.6.1.4.1.14519.5.2.1.1706.8040.265536599876176601716524823165 | 1.3.6.1.4.1.14519.5.2.1.1706.8040.815738862565559825007606555216 | TCIA | 10.7937/K9/TCIA.2017.umz8dv6s
HNSCC-01-0209 | NULL | RTPLAN | 1 | 2003-05-20 | RT SIMULATION | NULL | 1 | ADAC | Pinnacle3 | 9.8 | RT Plan Storage | [17 empty] | 1.3.6.1.4.1.14519.5.2.1.1706.8040.969062060617031656263994260880 | 1.3.6.1.4.1.14519.5.2.1.1706.8040.130229034075410416010049149350 | TCIA | 10.7937/K9/TCIA.2017.umz8dv6s
HNSCC-01-0209 | NULL | RTDOSE | 1 | 2003-05-20 | RT SIMULATION | NULL | 1 | ADAC | Pinnacle3 | 9.8 | RT Dose Storage | [17 empty] | 1.3.6.1.4.1.14519.5.2.1.1706.8040.969062060617031656263994260880 | 1.3.6.1.4.1.14519.5.2.1.1706.8040.148834614920729708063175363154 | TCIA | 10.7937/K9/TCIA.2017.umz8dv6s
HNSCC-01-0209 | NULL | RTSTRUCT | 1 | 2003-05-20 | RT SIMULATION | NULL | 1 | ADAC | Pinnacle3 | 9.8 | RT Structure Set Storage | [17 empty] | 1.3.6.1.4.1.14519.5.2.1.1706.8040.969062060617031656263994260880 | 1.3.6.1.4.1.14519.5.2.1.1706.8040.666926411900606367592572056944 | TCIA | 10.7937/K9/TCIA.2017.umz8dv6s
HNSCC-01-0209 | ORIGINAL | CT | 166 | 2003-05-20 | RT SIMULATION | NULL | 4 | Philips | Brilliance 64 | 2.3.0 | CT Image Storage | 120 | HELIX | 500 | 500 |  | 0 | CW | [10 empty] | 1.3.6.1.4.1.14519.5.2.1.1706.8040.969062060617031656263994260880 | 1.3.6.1.4.1.14519.5.2.1.1706.8040.734548776654468932327706829512 | TCIA | 10.7937/K9/TCIA.2017.umz8dv6s
HNSCC-01-0209 | ORIGINAL | CT | 207 | 2003-10-11 | PET/CT HEAD & NECK CA | CT Soft | 2 | GE MEDICAL SYSTEMS | Discovery RX | dm09_dvctsp1.23 | CT Image Storage | 120 | HELICAL MODE | 500 | 500 | 949.075 | 0 | CW | 500 | 55 | [8 empty] | 1.3.6.1.4.1.14519.5.2.1.1706.8040.270727046898976583412850886243 | 1.3.6.1.4.1.14519.5.2.1.1706.8040.273419872832633606126452619229 | TCIA | 10.7937/K9/TCIA.2017.umz8dv6s
HNSCC-01-0209 | ORIGINAL | CT | 1 | 2003-12-16 | PET/CT HEAD & NECK CA | CT SCOUT H&N | 6 | GE MEDICAL SYSTEMS | Discovery STE | dm09_hl2sp1.23 | CT Image Storage | 80 | SCOUT MODE | 500 |  | 949.075 | 0 | CW | 4072 | [9 empty] | 1.3.6.1.4.1.14519.5.2.1.1706.8040.868205316142775544518181269054 | 1.3.6.1.4.1.14519.5.2.1.1706.8040.114442835007785006803415033865 | TCIA | 10.7937/K9/TCIA.2017.umz8dv6s
HNSCC-01-0209 | ORIGINAL | CT | 127 | 2003-12-16 | PET/CT HEAD & NECK CA | CT Atten Cor H&N | 7 | GE MEDICAL SYSTEMS | Discovery STE | dm09_hl2sp1.23 | CT Image Storage | 100 | HELICAL MODE | 500 | 500 | 949.075 | 0 | CW | 566 | 27.5 | [8 empty] | 1.3.6.1.4.1.14519.5.2.1.1706.8040.868205316142775544518181269054 | 1.3.6.1.4.1.14519.5.2.1.1706.8040.119944909456754226421912698960 | TCIA | 10.7937/K9/TCIA.2017.umz8dv6s
HNSCC-01-0209 | ORIGINAL | PT | 127 | 2003-12-16 | PET/CT HEAD & NECK CA | PET_AC_HEAD 3D | 11 | GE MEDICAL SYSTEMS | Discovery STE | 41.04 | Positron Emission Tomography Image Storage | [9 empty] | FDG -- fluorodeoxyglucose | 365744000 | 6588 | 0.97 | CYLINDRICAL RING | 700\153 | NONE | 700 | 1.3.6.1.4.1.14519.5.2.1.1706.8040.868205316142775544518181269054 | 1.3.6.1.4.1.14519.5.2.1.1706.8040.132179502576444685364123051178 | TCIA | 10.7937/K9/TCIA.2017.umz8dv6s
HNSCC-01-0209 | ORIGINAL | CT | 165 | 2003-12-16 | PET/CT HEAD & NECK CA | CT Bone 25cm | 9 | GE MEDICAL SYSTEMS | Discovery STE | dm09_hl2sp1.23 | CT Image Storage | 100 | HELICAL MODE | 500 | 250 | 949.075 | 0 | CW | 530 | 27.5 | [8 empty] | 1.3.6.1.4.1.14519.5.2.1.1706.8040.868205316142775544518181269054 | 1.3.6.1.4.1.14519.5.2.1.1706.8040.179290435535447466274079834503 | TCIA | 10.7937/K9/TCIA.2017.umz8dv6s
HNSCC-01-0209 | ORIGINAL | PT | 207 | 2003-12-16 | PET/CT HEAD & NECK CA | PET_NO AC 3DIR | 4 | GE MEDICAL SYSTEMS | Discovery STE | 41.04 | Positron Emission Tomography Image Storage | [9 empty] | FDG -- fluorodeoxyglucose | 365744000 | 6588 | 0.97 | CYLINDRICAL RING | 700\153 | NONE | 700 | 1.3.6.1.4.1.14519.5.2.1.1706.8040.868205316142775544518181269054 | 1.3.6.1.4.1.14519.5.2.1.1706.8040.203918749104288112820768242833 | TCIA | 10.7937/K9/TCIA.2017.umz8dv6s
HNSCC-01-0209 | ORIGINAL | CT | 207 | 2003-12-16 | PET/CT HEAD & NECK CA | CT Atten Cor Head IN | 2 | GE MEDICAL SYSTEMS | Discovery STE | dm09_hl2sp1.23 | CT Image Storage | 120 | HELICAL MODE | 500 | 500 | 949.075 | 0 | CW | 566 | 27.5 | [8 empty] | 1.3.6.1.4.1.14519.5.2.1.1706.8040.868205316142775544518181269054 | 1.3.6.1.4.1.14519.5.2.1.1706.8040.256920317790774867670690994767 | TCIA | 10.7937/K9/TCIA.2017.umz8dv6s
HNSCC-01-0209 | ORIGINAL | PT | 207 | 2003-12-16 | PET/CT HEAD & NECK CA | pet_ac_3d | 5 | GE MEDICAL SYSTEMS | Discovery STE | 41.04 | Positron Emission Tomography Image Storage | [9 empty] | FDG -- fluorodeoxyglucose | 365744000 | 6588 | 0.97 | CYLINDRICAL RING | 700\153 | NONE | 700 | 1.3.6.1.4.1.14519.5.2.1.1706.8040.868205316142775544518181269054 | 1.3.6.1.4.1.14519.5.2.1.1706.8040.259669701470727511869490243168 | TCIA | 10.7937/K9/TCIA.2017.umz8dv6s
HNSCC-01-0209 | ORIGINAL | PT | 127 | 2003-12-16 | PET/CT HEAD & NECK CA | PET_NAC_HEAD 3D | 10 | GE MEDICAL SYSTEMS | Discovery STE | 41.04 | Positron Emission Tomography Image Storage | [9 empty] | FDG -- fluorodeoxyglucose | 365744000 | 6588 | 0.97 | CYLINDRICAL RING | 700\153 | NONE | 700 | 1.3.6.1.4.1.14519.5.2.1.1706.8040.868205316142775544518181269054 | 1.3.6.1.4.1.14519.5.2.1.1706.8040.320410930568372924034940732797 | TCIA | 10.7937/K9/TCIA.2017.umz8dv6s
HNSCC-01-0209 | ORIGINAL | CT | 165 | 2003-12-16 | PET/CT HEAD & NECK CA | CT std 25cm | 8 | GE MEDICAL SYSTEMS | Discovery STE | dm09_hl2sp1.23 | CT Image Storage | 100 | HELICAL MODE | 500 | 250 | 949.075 | 0 | CW | 530 | 27.5 | [8 empty] | 1.3.6.1.4.1.14519.5.2.1.1706.8040.868205316142775544518181269054 | 1.3.6.1.4.1.14519.5.2.1.1706.8040.333105650994831434420766733521 | TCIA | 10.7937/K9/TCIA.2017.umz8dv6s
HNSCC-01-0209 | ORIGINAL | CT | 1 | 2003-12-16 | PET/CT HEAD & NECK CA | CT SCOUT HEAD IN | 1 | GE MEDICAL SYSTEMS | Discovery STE | dm09_hl2sp1.23 | CT Image Storage | 120 | SCOUT MODE | 500 |  | 949.075 | 0 | CW | 8570 | [9 empty] | 1.3.6.1.4.1.14519.5.2.1.1706.8040.868205316142775544518181269054 | 1.3.6.1.4.1.14519.5.2.1.1706.8040.338713703585693236649267976943 | TCIA | 10.7937/K9/TCIA.2017.umz8dv6s
HNSCC-01-0209 | ORIGINAL | CT | 207 | 2003-12-16 | PET/CT HEAD & NECK CA | CT Lung | 3 | GE MEDICAL SYSTEMS | Discovery STE | dm09_hl2sp1.23 | CT Image Storage | 120 | HELICAL MODE | 500 | 500 | 949.075 | 0 | CW | 566 | 27.5 | [8 empty] | 1.3.6.1.4.1.14519.5.2.1.1706.8040.868205316142775544518181269054 | 1.3.6.1.4.1.14519.5.2.1.1706.8040.635160559166102111680590217636 | TCIA | 10.7937/K9/TCIA.2017.umz8dv6s
HNSCC-01-0210 | DERIVED | PT | 147 | 2003-03-23 | OSF PET TUMOR IMAGING, MISCELLAN | FUSED AXIALS | 806 | SIEMENS | Emotion Duo | VA45A | Secondary Capture Image Storage | [17 empty] | 1.3.6.1.4.1.14519.5.2.1.1706.8040.301931411870194260906784945874 | 1.3.6.1.4.1.14519.5.2.1.1706.8040.246780952429216111342049254111 | TCIA | 10.7937/K9/TCIA.2017.umz8dv6s
HNSCC-01-0210 | DERIVED | PT | 62 | 2003-03-23 | OSF PET TUMOR IMAGING, MISCELLAN | FUSED CORONALS | 807 | SIEMENS | Emotion Duo | VA45A | Secondary Capture Image Storage | [17 empty] | 1.3.6.1.4.1.14519.5.2.1.1706.8040.301931411870194260906784945874 | 1.3.6.1.4.1.14519.5.2.1.1706.8040.303345216498763219739508189676 | TCIA | 10.7937/K9/TCIA.2017.umz8dv6s
HNSCC-01-0210 | ORIGINAL | CT | 356 | 2003-03-23 | OSF PET TUMOR IMAGING, MISCELLAN | CT HEAVY 6.0 B30s | 2 | SIEMENS | Emotion Duo | VA45A | CT Image Storage | 130 |  |  | 500 | 940 | 0 | CW | 800 | [9 empty] | 1.3.6.1.4.1.14519.5.2.1.1706.8040.301931411870194260906784945874 | 1.3.6.1.4.1.14519.5.2.1.1706.8040.168379722521981820757886401776 | TCIA | 10.7937/K9/TCIA.2017.umz8dv6s
HNSCC-01-0210 | ORIGINAL | PT | 263 | 2003-03-23 | OSF PET TUMOR IMAGING, MISCELLAN | PET WB | 805 | CPS | 1024 | NULL | Positron Emission Tomography Image Storage | [10 empty] | 636400020 | 6586.2 | 0.97 |  |  | NONE |  | 1.3.6.1.4.1.14519.5.2.1.1706.8040.301931411870194260906784945874 | 1.3.6.1.4.1.14519.5.2.1.1706.8040.280450308234263261343745617676 | TCIA | 10.7937/K9/TCIA.2017.umz8dv6s
HNSCC-01-0210 | ORIGINAL | PT | 1 | 2003-03-23 | OSF PET TUMOR IMAGING, MISCELLAN | Coronal PET | 1 | SIEMENS NM | NULL | NULL | Secondary Capture Image Storage | [17 empty] | 1.3.6.1.4.1.14519.5.2.1.1706.8040.301931411870194260906784945874 | 1.3.6.1.4.1.14519.5.2.1.1706.8040.313079421768470201790406843699 | TCIA | 10.7937/K9/TCIA.2017.umz8dv6s
HNSCC-01-0210 | ORIGINAL | PT | 32 | 2003-03-23 | OSF PET TUMOR IMAGING, MISCELLAN | PET WB [MIP#1] | 1 | SIEMENS NM | NULL | NULL | Secondary Capture Image Storage | [17 empty] | 1.3.6.1.4.1.14519.5.2.1.1706.8040.301931411870194260906784945874 | 1.3.6.1.4.1.14519.5.2.1.1706.8040.553828690617688624259240664456 | TCIA | 10.7937/K9/TCIA.2017.umz8dv6s
HNSCC-01-0210 | NULL | RTPLAN | 1 | 2003-06-17 | RT SIMULATION | NULL | 1 | ADAC | Pinnacle3 | 9.8 | RT Plan Storage | [17 empty] | 1.3.6.1.4.1.14519.5.2.1.1706.8040.287268659568610877462328758890 | 1.3.6.1.4.1.14519.5.2.1.1706.8040.282781437914418224112089656388 | TCIA | 10.7937/K9/TCIA.2017.umz8dv6s
HNSCC-01-0210 | NULL | RTSTRUCT | 1 | 2003-06-17 | RT SIMULATION | NULL | 1 | ADAC | Pinnacle3 | 9.8 | RT Structure Set Storage | [17 empty] | 1.3.6.1.4.1.14519.5.2.1.1706.8040.287268659568610877462328758890 | 1.3.6.1.4.1.14519.5.2.1.1706.8040.296768418452428357780813834803 | TCIA | 10.7937/K9/TCIA.2017.umz8dv6s
HNSCC-01-0210 | NULL | RTDOSE | 1 | 2003-06-17 | RT SIMULATION | NULL | 1 | ADAC | Pinnacle3 | 9.8 | RT Dose Storage | [17 empty] | 1.3.6.1.4.1.14519.5.2.1.1706.8040.287268659568610877462328758890 | 1.3.6.1.4.1.14519.5.2.1.1706.8040.333994259453786667830838487102 | TCIA | 10.7937/K9/TCIA.2017.umz8dv6s
HNSCC-01-0210 | ORIGINAL | CT | 134 | 2003-06-17 | RT SIMULATION | NULL | 3 | Philips | Mx8000 IDT 16 | 4.2.1 | CT Image Storage | 120 | HELIX | 500 | 500 |  | 0 | CW | [10 empty] | 1.3.6.1.4.1.14519.5.2.1.1706.8040.287268659568610877462328758890 | 1.3.6.1.4.1.14519.5.2.1.1706.8040.105609554213672394221152058750 | TCIA | 10.7937/K9/TCIA.2017.umz8dv6s
HNSCC-01-0210 | ORIGINAL | PT | 127 | 2003-12-02 | PET/CT HEAD & NECK CA | pet_ac_3d_H&N | 11 | GE MEDICAL SYSTEMS | Discovery RX | 41.04 | Positron Emission Tomography Image Storage | [9 empty] | FDG -- fluorodeoxyglucose | 444002304 | 6588 | 0.97 | CYLINDRICAL RING | 700\153 | NONE | 700 | 1.3.6.1.4.1.14519.5.2.1.1706.8040.206896896073451332353909739162 | 1.3.6.1.4.1.14519.5.2.1.1706.8040.162193216868311527312588783502 | TCIA | 10.7937/K9/TCIA.2017.umz8dv6s
HNSCC-01-0210 | ORIGINAL | PT | 127 | 2003-12-02 | PET/CT HEAD & NECK CA | PET_NO AC 3DIR_H&N | 10 | GE MEDICAL SYSTEMS | Discovery RX | 41.04 | Positron Emission Tomography Image Storage | [9 empty] | FDG -- fluorodeoxyglucose | 444002304 | 6588 | 0.97 | CYLINDRICAL RING | 700\153 | NONE | 700 | 1.3.6.1.4.1.14519.5.2.1.1706.8040.206896896073451332353909739162 | 1.3.6.1.4.1.14519.5.2.1.1706.8040.168001380528939477199705465880 | TCIA | 10.7937/K9/TCIA.2017.umz8dv6s
HNSCC-01-0210 | ORIGINAL | PT | 247 | 2003-12-02 | PET/CT HEAD & NECK CA | pet_ac_3d | 5 | GE MEDICAL SYSTEMS | Discovery RX | 41.04 | Positron Emission Tomography Image Storage | [9 empty] | FDG -- fluorodeoxyglucose | 444002304 | 6588 | 0.97 | CYLINDRICAL RING | 700\153 | NONE | 700 | 1.3.6.1.4.1.14519.5.2.1.1706.8040.206896896073451332353909739162 | 1.3.6.1.4.1.14519.5.2.1.1706.8040.537559079224621525337405513215 | TCIA | 10.7937/K9/TCIA.2017.umz8dv6s
HNSCC-01-0210 | ORIGINAL | PT | 247 | 2003-12-02 | PET/CT HEAD & NECK CA | PET_NO AC 3DIR | 4 | GE MEDICAL SYSTEMS | Discovery RX | 41.04 | Positron Emission Tomography Image Storage | [9 empty] | FDG -- fluorodeoxyglucose | 444002304 | 6588 | 0.97 | CYLINDRICAL RING | 700\153 | NONE | 700 | 1.3.6.1.4.1.14519.5.2.1.1706.8040.206896896073451332353909739162 | 1.3.6.1.4.1.14519.5.2.1.1706.8040.798631760465835263286716639244 | TCIA | 10.7937/K9/TCIA.2017.umz8dv6s
HNSCC-01-0210 | ORIGINAL | CT | 247 | 2003-12-02 | PET/CT HEAD & NECK CA | CT Atten soft | 2 | GE MEDICAL SYSTEMS | Discovery RX | dm09_hl2sp1.23 | CT Image Storage | 120 | HELICAL MODE | 500 | 500 | 949.075 | 0 | CW | 566 | 27.5 | [8 empty] | 1.3.6.1.4.1.14519.5.2.1.1706.8040.206896896073451332353909739162 | 1.3.6.1.4.1.14519.5.2.1.1706.8040.835458912193166427484796628687 | TCIA | 10.7937/K9/TCIA.2017.umz8dv6s
HNSCC-01-0211 | ORIGINAL | PT | 127 | 2003-04-08 | PET/CT HEAD&NECK CA IN | PET_NAC_HEAD 3D | 10 | GE MEDICAL SYSTEMS | Discovery STE | 41.04 | Positron Emission Tomography Image Storage | [9 empty] | FDG -- fluorodeoxyglucose | 323333248 | 6588 | 0.97 | CYLINDRICAL RING | 700\153 | NONE | 700 | 1.3.6.1.4.1.14519.5.2.1.1706.8040.134932935203369555331037905472 | 1.3.6.1.4.1.14519.5.2.1.1706.8040.109219424892993885295544506315 | TCIA | 10.7937/K9/TCIA.2017.umz8dv6s
HNSCC-01-0211 | ORIGINAL | PT | 207 | 2003-04-08 | PET/CT HEAD&NECK CA IN | pet_ac_3d | 6 | GE MEDICAL SYSTEMS | Discovery STE | 41.04 | Positron Emission Tomography Image Storage | [9 empty] | FDG -- fluorodeoxyglucose | 323333248 | 6588 | 0.97 | CYLINDRICAL RING | 700\153 | NONE | 700 | 1.3.6.1.4.1.14519.5.2.1.1706.8040.134932935203369555331037905472 | 1.3.6.1.4.1.14519.5.2.1.1706.8040.136661069475258243291409489912 | TCIA | 10.7937/K9/TCIA.2017.umz8dv6s
HNSCC-01-0211 | ORIGINAL | CT | 207 | 2003-04-08 | PET/CT HEAD&NECK CA IN | CT SOFT | 3 | GE MEDICAL SYSTEMS | Discovery STE | dm09_hl2sp1.23 | CT Image Storage | 120 | HELICAL MODE | 500 | 500 | 949.075 | 0 | CW | 566 | 27.5 | [8 empty] | 1.3.6.1.4.1.14519.5.2.1.1706.8040.134932935203369555331037905472 | 1.3.6.1.4.1.14519.5.2.1.1706.8040.200587962605377961327995528544 | TCIA | 10.7937/K9/TCIA.2017.umz8dv6s
HNSCC-01-0211 | ORIGINAL | PT | 207 | 2003-04-08 | PET/CT HEAD&NECK CA IN | PET_NO AC 3DIR | 5 | GE MEDICAL SYSTEMS | Discovery STE | 41.04 | Positron Emission Tomography Image Storage | [9 empty] | FDG -- fluorodeoxyglucose | 323333248 | 6588 | 0.97 | CYLINDRICAL RING | 700\153 | NONE | 700 | 1.3.6.1.4.1.14519.5.2.1.1706.8040.134932935203369555331037905472 | 1.3.6.1.4.1.14519.5.2.1.1706.8040.252286024969530240095126636680 | TCIA | 10.7937/K9/TCIA.2017.umz8dv6s
HNSCC-01-0211 | ORIGINAL | PT | 127 | 2003-04-08 | PET/CT HEAD&NECK CA IN | PET_AC_HEAD 3D | 11 | GE MEDICAL SYSTEMS | Discovery STE | 41.04 | Positron Emission Tomography Image Storage | [9 empty] | FDG -- fluorodeoxyglucose | 323333248 | 6588 | 0.97 | CYLINDRICAL RING | 700\153 | NONE | 700 | 1.3.6.1.4.1.14519.5.2.1.1706.8040.134932935203369555331037905472 | 1.3.6.1.4.1.14519.5.2.1.1706.8040.258291041572412784600273852192 | TCIA | 10.7937/K9/TCIA.2017.umz8dv6s
HNSCC-01-0211 | NULL | RTSTRUCT | 1 | 2003-06-17 | RT SIMULATION | NULL | 1 | ADAC | Pinnacle3 | 9.8 | RT Structure Set Storage | [17 empty] | 1.3.6.1.4.1.14519.5.2.1.1706.8040.244953355444408656250458993710 | 1.3.6.1.4.1.14519.5.2.1.1706.8040.167506163931652628279420559374 | TCIA | 10.7937/K9/TCIA.2017.umz8dv6s
HNSCC-01-0211 | NULL | RTDOSE | 1 | 2003-06-17 | RT SIMULATION | NULL | 1 | ADAC | Pinnacle3 | 9.8 | RT Dose Storage | [17 empty] | 1.3.6.1.4.1.14519.5.2.1.1706.8040.244953355444408656250458993710 | 1.3.6.1.4.1.14519.5.2.1.1706.8040.171993245861948022040509426874 | TCIA | 10.7937/K9/TCIA.2017.umz8dv6s
HNSCC-01-0211 | NULL | RTPLAN | 1 | 2003-06-17 | RT SIMULATION | NULL | 1 | ADAC | Pinnacle3 | 9.8 | RT Plan Storage | [17 empty] | 1.3.6.1.4.1.14519.5.2.1.1706.8040.244953355444408656250458993710 | 1.3.6.1.4.1.14519.5.2.1.1706.8040.189477949625802226758032679612 | TCIA | 10.7937/K9/TCIA.2017.umz8dv6s
HNSCC-01-0211 | ORIGINAL | CT | 135 | 2003-06-17 | RT SIMULATION | NULL | 4 | Philips | Brilliance 64 | 2.3.0 | CT Image Storage | 120 | HELIX | 500 | 500 |  | 0 | CW | [10 empty] | 1.3.6.1.4.1.14519.5.2.1.1706.8040.244953355444408656250458993710 | 1.3.6.1.4.1.14519.5.2.1.1706.8040.185660932211072281370017017044 | TCIA | 10.7937/K9/TCIA.2017.umz8dv6s
HNSCC-01-0211 | ORIGINAL | CT | 207 | 2003-12-02 | PET/CT HEAD & NECK CA | CT atten Soft | 3 | GE MEDICAL SYSTEMS | Discovery RX | dm09_hl2sp1.23 | CT Image Storage | 120 | HELICAL MODE | 500 | 500 | 949.075 | 0 | CW | 566 | 27.5 | [8 empty] | 1.3.6.1.4.1.14519.5.2.1.1706.8040.117681688096115459115453815224 | 1.3.6.1.4.1.14519.5.2.1.1706.8040.195724689400944254715206713447 | TCIA | 10.7937/K9/TCIA.2017.umz8dv6s
HNSCC-01-0211 | ORIGINAL | PT | 207 | 2003-12-02 | PET/CT HEAD & NECK CA | pet_ac_3d | 6 | GE MEDICAL SYSTEMS | Discovery RX | 41.04 | Positron Emission Tomography Image Storage | [9 empty] | FDG -- fluorodeoxyglucose | 305303232 | 6588 | 0.97 | CYLINDRICAL RING | 700\153 | NONE | 700 | 1.3.6.1.4.1.14519.5.2.1.1706.8040.117681688096115459115453815224 | 1.3.6.1.4.1.14519.5.2.1.1706.8040.252933182145309071018922391785 | TCIA | 10.7937/K9/TCIA.2017.umz8dv6s
HNSCC-01-0211 | ORIGINAL | PT | 127 | 2003-12-02 | PET/CT HEAD & NECK CA | PET_NO AC 3DIR_H&N | 10 | GE MEDICAL SYSTEMS | Discovery RX | 41.04 | Positron Emission Tomography Image Storage | [9 empty] | FDG -- fluorodeoxyglucose | 305303232 | 6588 | 0.97 | CYLINDRICAL RING | 700\153 | NONE | 700 | 1.3.6.1.4.1.14519.5.2.1.1706.8040.117681688096115459115453815224 | 1.3.6.1.4.1.14519.5.2.1.1706.8040.293745371420343327944267673650 | TCIA | 10.7937/K9/TCIA.2017.umz8dv6s
HNSCC-01-0211 | ORIGINAL | PT | 207 | 2003-12-02 | PET/CT HEAD & NECK CA | PET_NO AC 3DIR | 5 | GE MEDICAL SYSTEMS | Discovery RX | 41.04 | Positron Emission Tomography Image Storage | [9 empty] | FDG -- fluorodeoxyglucose | 305303232 | 6588 | 0.97 | CYLINDRICAL RING | 700\153 | NONE | 700 | 1.3.6.1.4.1.14519.5.2.1.1706.8040.117681688096115459115453815224 | 1.3.6.1.4.1.14519.5.2.1.1706.8040.334568716308440425954455219258 | TCIA | 10.7937/K9/TCIA.2017.umz8dv6s
HNSCC-01-0211 | ORIGINAL | PT | 127 | 2003-12-02 | PET/CT HEAD & NECK CA | pet_ac_3d_H&N | 11 | GE MEDICAL SYSTEMS | Discovery RX | 41.04 | Positron Emission Tomography Image Storage | [9 empty] | FDG -- fluorodeoxyglucose | 305303232 | 6588 | 0.97 | CYLINDRICAL RING | 700\153 | NONE | 700 | 1.3.6.1.4.1.14519.5.2.1.1706.8040.117681688096115459115453815224 | 1.3.6.1.4.1.14519.5.2.1.1706.8040.988888287568786109520984896364 | TCIA | 10.7937/K9/TCIA.2017.umz8dv6s
HNSCC-01-0212 | ORIGINAL | PT | 207 | 2003-10-22 | PET/CT HEAD&NECK CA IN | pet_ac_3d | 6 | GE MEDICAL SYSTEMS | Discovery RX | 41.04 | Positron Emission Tomography Image Storage | [9 empty] | FDG -- fluorodeoxyglucose | 356405632 | 6588 | 0.97 | CYLINDRICAL RING | 700\153 | NONE | 700 | 1.3.6.1.4.1.14519.5.2.1.1706.8040.216664376622662253153966624635 | 1.3.6.1.4.1.14519.5.2.1.1706.8040.129571627502137952813472675944 | TCIA | 10.7937/K9/TCIA.2017.umz8dv6s
HNSCC-01-0212 | ORIGINAL | PT | 127 | 2003-10-22 | PET/CT HEAD&NECK CA IN | PET_NO AC 3DIR_H&N | 10 | GE MEDICAL SYSTEMS | Discovery RX | 41.04 | Positron Emission Tomography Image Storage | [9 empty] | FDG -- fluorodeoxyglucose | 356405632 | 6588 | 0.97 | CYLINDRICAL RING | 700\153 | NONE | 700 | 1.3.6.1.4.1.14519.5.2.1.1706.8040.216664376622662253153966624635 | 1.3.6.1.4.1.14519.5.2.1.1706.8040.321456761339293404225650215098 | TCIA | 10.7937/K9/TCIA.2017.umz8dv6s
HNSCC-01-0212 | ORIGINAL | PT | 127 | 2003-10-22 | PET/CT HEAD&NECK CA IN | pet_ac_3d_H&N | 11 | GE MEDICAL SYSTEMS | Discovery RX | 41.04 | Positron Emission Tomography Image Storage | [9 empty] | FDG -- fluorodeoxyglucose | 356405632 | 6588 | 0.97 | CYLINDRICAL RING | 700\153 | NONE | 700 | 1.3.6.1.4.1.14519.5.2.1.1706.8040.216664376622662253153966624635 | 1.3.6.1.4.1.14519.5.2.1.1706.8040.323832292811237093919766277140 | TCIA | 10.7937/K9/TCIA.2017.umz8dv6s
HNSCC-01-0212 | ORIGINAL | CT | 207 | 2003-10-22 | PET/CT HEAD&NECK CA IN | CT atten Soft | 3 | GE MEDICAL SYSTEMS | Discovery RX | dm09_hl2sp1.23 | CT Image Storage | 120 | HELICAL MODE | 500 | 500 | 949.075 | 0 | CW | 566 | 27.5 | [8 empty] | 1.3.6.1.4.1.14519.5.2.1.1706.8040.216664376622662253153966624635 | 1.3.6.1.4.1.14519.5.2.1.1706.8040.670362171522359373566180485953 | TCIA | 10.7937/K9/TCIA.2017.umz8dv6s
HNSCC-01-0212 | ORIGINAL | PT | 207 | 2003-10-22 | PET/CT HEAD&NECK CA IN | PET_NO AC 3DIR | 5 | GE MEDICAL SYSTEMS | Discovery RX | 41.04 | Positron Emission Tomography Image Storage | [9 empty] | FDG -- fluorodeoxyglucose | 356405632 | 6588 | 0.97 | CYLINDRICAL RING | 700\153 | NONE | 700 | 1.3.6.1.4.1.14519.5.2.1.1706.8040.216664376622662253153966624635 | 1.3.6.1.4.1.14519.5.2.1.1706.8040.688705742805197755028443461549 | TCIA | 10.7937/K9/TCIA.2017.umz8dv6s
HNSCC-01-0212 | ORIGINAL | PT | 207 | 2004-10-12 | PET/CT HEAD & NECK CA | PET_NO AC 3DIR | 4 | GE MEDICAL SYSTEMS | Discovery STE | 41.04 | Positron Emission Tomography Image Storage | [9 empty] | FDG -- fluorodeoxyglucose | 372714816 | 6588 | 0.97 | CYLINDRICAL RING | 700\153 | NONE | 700 | 1.3.6.1.4.1.14519.5.2.1.1706.8040.280591727874953641452999371243 | 1.3.6.1.4.1.14519.5.2.1.1706.8040.163548797054518054737507170828 | TCIA | 10.7937/K9/TCIA.2017.umz8dv6s
HNSCC-01-0212 | ORIGINAL | CT | 207 | 2004-10-12 | PET/CT HEAD & NECK CA | CT Atten Cor Head IN | 2 | GE MEDICAL SYSTEMS | Discovery STE | dm09_hl2sp1.23 | CT Image Storage | 120 | HELICAL MODE | 500 | 500 | 949.075 | 0 | CW | 566 | 27.5 | [8 empty] | 1.3.6.1.4.1.14519.5.2.1.1706.8040.280591727874953641452999371243 | 1.3.6.1.4.1.14519.5.2.1.1706.8040.244887676142466521276422672662 | TCIA | 10.7937/K9/TCIA.2017.umz8dv6s
HNSCC-01-0212 | ORIGINAL | PT | 127 | 2004-10-12 | PET/CT HEAD & NECK CA | PET_AC_HEAD 3D | 11 | GE MEDICAL SYSTEMS | Discovery STE | 41.04 | Positron Emission Tomography Image Storage | [9 empty] | FDG -- fluorodeoxyglucose | 372714816 | 6588 | 0.97 | CYLINDRICAL RING | 700\153 | NONE | 700 | 1.3.6.1.4.1.14519.5.2.1.1706.8040.280591727874953641452999371243 | 1.3.6.1.4.1.14519.5.2.1.1706.8040.274734658869849581245841761499 | TCIA | 10.7937/K9/TCIA.2017.umz8dv6s
HNSCC-01-0212 | ORIGINAL | PT | 207 | 2004-10-12 | PET/CT HEAD & NECK CA | pet_ac_3d | 5 | GE MEDICAL SYSTEMS | Discovery STE | 41.04 | Positron Emission Tomography Image Storage | [9 empty] | FDG -- fluorodeoxyglucose | 372714816 | 6588 | 0.97 | CYLINDRICAL RING | 700\153 | NONE | 700 | 1.3.6.1.4.1.14519.5.2.1.1706.8040.280591727874953641452999371243 | 1.3.6.1.4.1.14519.5.2.1.1706.8040.310558660696944421129122106684 | TCIA | 10.7937/K9/TCIA.2017.umz8dv6s
HNSCC-01-0212 | ORIGINAL | PT | 127 | 2004-10-12 | PET/CT HEAD & NECK CA | PET_NAC_HEAD 3D | 10 | GE MEDICAL SYSTEMS | Discovery STE | 41.04 | Positron Emission Tomography Image Storage | [9 empty] | FDG -- fluorodeoxyglucose | 372714816 | 6588 | 0.97 | CYLINDRICAL RING | 700\153 | NONE | 700 | 1.3.6.1.4.1.14519.5.2.1.1706.8040.280591727874953641452999371243 | 1.3.6.1.4.1.14519.5.2.1.1706.8040.324957593839290605727284983438 | TCIA | 10.7937/K9/TCIA.2017.umz8dv6s
HNSCC-01-0213 | ORIGINAL | CT | 207 | 2004-05-18 | PET,HEAD & NECK CA RES | CT Atten Cor Head In | 2 | GE MEDICAL SYSTEMS | Discovery ST | dm09_hl2sp1.23 | CT Image Storage | 120 | HELICAL MODE | 500 | 500 | 949.075 | 0 | CW | 676 | 13.5 | [8 empty] | 1.3.6.1.4.1.14519.5.2.1.1706.8040.145619307484963128693819790194 | 1.3.6.1.4.1.14519.5.2.1.1706.8040.144988833132258486868684071662 | TCIA | 10.7937/K9/TCIA.2017.umz8dv6s
HNSCC-01-0213 | ORIGINAL | PT | 207 | 2004-05-18 | PET,HEAD & NECK CA RES | PET NO AC | 5 | GE MEDICAL SYSTEMS | Discovery ST | 41.04 | Positron Emission Tomography Image Storage | [9 empty] | FDG -- fluorodeoxyglucose | 426700352 | 6588 | 0.97 | CYLINDRICAL RING | 700\153 | NONE | 700 | 1.3.6.1.4.1.14519.5.2.1.1706.8040.145619307484963128693819790194 | 1.3.6.1.4.1.14519.5.2.1.1706.8040.173291946315823695551010765847 | TCIA | 10.7937/K9/TCIA.2017.umz8dv6s
HNSCC-01-0213 | ORIGINAL | PT | 127 | 2004-05-18 | PET,HEAD & NECK CA RES | PET AC | 10 | GE MEDICAL SYSTEMS | Discovery ST | 41.04 | Positron Emission Tomography Image Storage | [9 empty] | FDG -- fluorodeoxyglucose | 426700352 | 6588 | 0.97 | CYLINDRICAL RING | 700\153 | NONE | 700 | 1.3.6.1.4.1.14519.5.2.1.1706.8040.145619307484963128693819790194 | 1.3.6.1.4.1.14519.5.2.1.1706.8040.244545395970934828885584720847 | TCIA | 10.7937/K9/TCIA.2017.umz8dv6s
HNSCC-01-0213 | ORIGINAL | PT | 127 | 2004-05-18 | PET,HEAD & NECK CA RES | PET NO AC | 11 | GE MEDICAL SYSTEMS | Discovery ST | 41.04 | Positron Emission Tomography Image Storage | [9 empty] | FDG -- fluorodeoxyglucose | 426700352 | 6588 | 0.97 | CYLINDRICAL RING | 700\153 | NONE | 700 | 1.3.6.1.4.1.14519.5.2.1.1706.8040.145619307484963128693819790194 | 1.3.6.1.4.1.14519.5.2.1.1706.8040.255009299287236432443398579334 | TCIA | 10.7937/K9/TCIA.2017.umz8dv6s
HNSCC-01-0213 | ORIGINAL | PT | 207 | 2004-05-18 | PET,HEAD & NECK CA RES | PET AC | 4 | GE MEDICAL SYSTEMS | Discovery ST | 41.04 | Positron Emission Tomography Image Storage | [9 empty] | FDG -- fluorodeoxyglucose | 426700352 | 6588 | 0.97 | CYLINDRICAL RING | 700\153 | NONE | 700 | 1.3.6.1.4.1.14519.5.2.1.1706.8040.145619307484963128693819790194 | 1.3.6.1.4.1.14519.5.2.1.1706.8040.261063735691050490152569167427 | TCIA | 10.7937/K9/TCIA.2017.umz8dv6s
HNSCC-01-0213 | NULL | RTPLAN | 1 | 2004-05-18 | RT SIMULATION | NULL | 1 | ADAC | Pinnacle3 | 9.8 | RT Plan Storage | [17 empty] | 1.3.6.1.4.1.14519.5.2.1.1706.8040.277116534715542488450829556600 | 1.3.6.1.4.1.14519.5.2.1.1706.8040.121196310294504308761507378237 | TCIA | 10.7937/K9/TCIA.2017.umz8dv6s
HNSCC-01-0213 | NULL | RTSTRUCT | 1 | 2004-05-18 | RT SIMULATION | NULL | 1 | ADAC | Pinnacle3 | 9.8 | RT Structure Set Storage | [17 empty] | 1.3.6.1.4.1.14519.5.2.1.1706.8040.277116534715542488450829556600 | 1.3.6.1.4.1.14519.5.2.1.1706.8040.121898799934208158580177415937 | TCIA | 10.7937/K9/TCIA.2017.umz8dv6s
HNSCC-01-0213 | NULL | RTDOSE | 1 | 2004-05-18 | RT SIMULATION | NULL | 1 | ADAC | Pinnacle3 | 9.8 | RT Dose Storage | [17 empty] | 1.3.6.1.4.1.14519.5.2.1.1706.8040.277116534715542488450829556600 | 1.3.6.1.4.1.14519.5.2.1.1706.8040.995534952532487413449136467518 | TCIA | 10.7937/K9/TCIA.2017.umz8dv6s
HNSCC-01-0213 | ORIGINAL | CT | 181 | 2004-05-18 | RT SIMULATION | NULL | 5 | Philips | Mx8000 IDT 16 | 4.2.1 | CT Image Storage | 120 | HELIX | 500 | 500 |  | 0 | CW | [10 empty] | 1.3.6.1.4.1.14519.5.2.1.1706.8040.277116534715542488450829556600 | 1.3.6.1.4.1.14519.5.2.1.1706.8040.506094434084860562837546139592 | TCIA | 10.7937/K9/TCIA.2017.umz8dv6s
HNSCC-01-0213 | DERIVED | CT | 80 | 2005-04-05 | CT, SOFT TISSUE NECK W | Processed Images | 350 | GE MEDICAL SYSTEMS | Discovery CT750 HD | gsi_mict_plus.145 | CT Image Storage | 120 | HELICAL MODE | 500 |  | 946.746 |  | CW | 699 | [9 empty] | 1.3.6.1.4.1.14519.5.2.1.1706.8040.794247302545378842127948378664 | 1.3.6.1.4.1.14519.5.2.1.1706.8040.167120054523886306987571801649 | TCIA | 10.7937/K9/TCIA.2017.umz8dv6s
HNSCC-01-0213 | DERIVED | CT | 82 | 2005-04-05 | CT, SOFT TISSUE NECK W | Processed Images | 250 | GE MEDICAL SYSTEMS | Discovery CT750 HD | gsi_mict_plus.145 | CT Image Storage | 120 | HELICAL MODE | 500 |  | 946.746 |  | CW | 699 | [9 empty] | 1.3.6.1.4.1.14519.5.2.1.1706.8040.794247302545378842127948378664 | 1.3.6.1.4.1.14519.5.2.1.1706.8040.245936214162991561897245946126 | TCIA | 10.7937/K9/TCIA.2017.umz8dv6s
HNSCC-01-0213 | ORIGINAL | CT | 283 | 2005-04-05 | CT, SOFT TISSUE NECK W | LARYNX | 2 | GE MEDICAL SYSTEMS | Discovery CT750 HD | gsi_mict_plus.145 | CT Image Storage | 120 | HELICAL MODE | 500 | 250 | 946.746 | 0 | CW | 699 | 39.375 | [8 empty] | 1.3.6.1.4.1.14519.5.2.1.1706.8040.794247302545378842127948378664 | 1.3.6.1.4.1.14519.5.2.1.1706.8040.174639001887578713366552201942 | TCIA | 10.7937/K9/TCIA.2017.umz8dv6s
HNSCC-01-0213 | ORIGINAL | CT | 283 | 2005-04-05 | CT, SOFT TISSUE NECK W | BONE | 3 | GE MEDICAL SYSTEMS | Discovery CT750 HD | gsi_mict_plus.145 | CT Image Storage | 120 | HELICAL MODE | 500 | 250 | 946.746 | 0 | CW | 699 | 39.375 | [8 empty] | 1.3.6.1.4.1.14519.5.2.1.1706.8040.794247302545378842127948378664 | 1.3.6.1.4.1.14519.5.2.1.1706.8040.206617660350765558694951668436 | TCIA | 10.7937/K9/TCIA.2017.umz8dv6s
HNSCC-01-0213 | ORIGINAL | CT | 2 | 2005-04-05 | CT, SOFT TISSUE NECK W | SCOUT-LARYNX | 1 | GE MEDICAL SYSTEMS | Discovery CT750 HD | gsi_mict_plus.145 | CT Image Storage | 120 | SCOUT MODE | 500 |  | 946.746 | 0 | CW | 4576 | [9 empty] | 1.3.6.1.4.1.14519.5.2.1.1706.8040.794247302545378842127948378664 | 1.3.6.1.4.1.14519.5.2.1.1706.8040.989779633390596935344092939998 | TCIA | 10.7937/K9/TCIA.2017.umz8dv6s
HNSCC-01-0213 | ORIGINAL | PT | 127 | 2005-08-27 | PET/CT HEAD & NECK CA | PET_AC_HEAD 3D | 11 | GE MEDICAL SYSTEMS | Discovery STE | 41.04 | Positron Emission Tomography Image Storage | [9 empty] | FDG -- fluorodeoxyglucose | 379138592 | 6588 | 0.97 | CYLINDRICAL RING | 700\153 | NONE | 700 | 1.3.6.1.4.1.14519.5.2.1.1706.8040.338187069140640546045189352452 | 1.3.6.1.4.1.14519.5.2.1.1706.8040.100694755671670495653464889551 | TCIA | 10.7937/K9/TCIA.2017.umz8dv6s
HNSCC-01-0213 | ORIGINAL | PT | 207 | 2005-08-27 | PET/CT HEAD & NECK CA | pet_ac_3d | 5 | GE MEDICAL SYSTEMS | Discovery STE | 41.04 | Positron Emission Tomography Image Storage | [9 empty] | FDG -- fluorodeoxyglucose | 379138592 | 6588 | 0.97 | CYLINDRICAL RING | 700\153 | NONE | 700 | 1.3.6.1.4.1.14519.5.2.1.1706.8040.338187069140640546045189352452 | 1.3.6.1.4.1.14519.5.2.1.1706.8040.157227921486135971765511117357 | TCIA | 10.7937/K9/TCIA.2017.umz8dv6s
HNSCC-01-0213 | ORIGINAL | PT | 127 | 2005-08-27 | PET/CT HEAD & NECK CA | PET_NAC_HEAD 3D | 10 | GE MEDICAL SYSTEMS | Discovery STE | 41.04 | Positron Emission Tomography Image Storage | [9 empty] | FDG -- fluorodeoxyglucose | 379138592 | 6588 | 0.97 | CYLINDRICAL RING | 700\153 | NONE | 700 | 1.3.6.1.4.1.14519.5.2.1.1706.8040.338187069140640546045189352452 | 1.3.6.1.4.1.14519.5.2.1.1706.8040.202201106444194219439803599365 | TCIA | 10.7937/K9/TCIA.2017.umz8dv6s
HNSCC-01-0213 | ORIGINAL | PT | 207 | 2005-08-27 | PET/CT HEAD & NECK CA | PET_NO AC 3DIR | 4 | GE MEDICAL SYSTEMS | Discovery STE | 41.04 | Positron Emission Tomography Image Storage | [9 empty] | FDG -- fluorodeoxyglucose | 379138592 | 6588 | 0.97 | CYLINDRICAL RING | 700\153 | NONE | 700 | 1.3.6.1.4.1.14519.5.2.1.1706.8040.338187069140640546045189352452 | 1.3.6.1.4.1.14519.5.2.1.1706.8040.259403179034657995062466838251 | TCIA | 10.7937/K9/TCIA.2017.umz8dv6s
HNSCC-01-0213 | ORIGINAL | CT | 207 | 2005-08-27 | PET/CT HEAD & NECK CA | CT Atten Cor Head IN | 2 | GE MEDICAL SYSTEMS | Discovery STE | dm09_hl2sp1.23 | CT Image Storage | 120 | HELICAL MODE | 500 | 500 | 949.075 | 0 | CW | 566 | 27.5 | [8 empty] | 1.3.6.1.4.1.14519.5.2.1.1706.8040.338187069140640546045189352452 | 1.3.6.1.4.1.14519.5.2.1.1706.8040.327094751805800877373103104830 | TCIA | 10.7937/K9/TCIA.2017.umz8dv6s
HNSCC-01-0214 | ORIGINAL | CT | 60 | 2004-04-22 | CT ABD & PELVIS W/O & | PRE LIVER (SOFT) | 2 | GE MEDICAL SYSTEMS | Discovery CT750 HD | gsi_mict_plus.145 | CT Image Storage | 120 | HELICAL MODE | 500 | 400 | 946.746 | 0 | CW | 800 | 39.375 | [8 empty] | 1.3.6.1.4.1.14519.5.2.1.1706.8040.191431509283518610326830030696 | 1.3.6.1.4.1.14519.5.2.1.1706.8040.179062818217916006305035571580 | TCIA | 10.7937/K9/TCIA.2017.umz8dv6s
HNSCC-01-0214 | NULL | RTSTRUCT | 1 | 2004-07-27 | RT SIMULATION | NULL | 1 | ADAC | Pinnacle3 | 9.8 | RT Structure Set Storage | [17 empty] | 1.3.6.1.4.1.14519.5.2.1.1706.8040.145132160325775400802921767763 | 1.3.6.1.4.1.14519.5.2.1.1706.8040.107532235948137258501919675346 | TCIA | 10.7937/K9/TCIA.2017.umz8dv6s
HNSCC-01-0214 | NULL | RTPLAN | 1 | 2004-07-27 | RT SIMULATION | NULL | 1 | ADAC | Pinnacle3 | 9.8 | RT Plan Storage | [17 empty] | 1.3.6.1.4.1.14519.5.2.1.1706.8040.145132160325775400802921767763 | 1.3.6.1.4.1.14519.5.2.1.1706.8040.135886960107289376057950563710 | TCIA | 10.7937/K9/TCIA.2017.umz8dv6s
HNSCC-01-0214 | NULL | RTDOSE | 1 | 2004-07-27 | RT SIMULATION | NULL | 1 | ADAC | Pinnacle3 | 9.8 | RT Dose Storage | [17 empty] | 1.3.6.1.4.1.14519.5.2.1.1706.8040.145132160325775400802921767763 | 1.3.6.1.4.1.14519.5.2.1.1706.8040.205756093153715488946057855230 | TCIA | 10.7937/K9/TCIA.2017.umz8dv6s
HNSCC-01-0214 | ORIGINAL | CT | 171 | 2004-07-27 | RT SIMULATION | NULL | 3 | Philips | Mx8000 IDT 16 | 4.2.1 | CT Image Storage | 120 | HELIX | 500 | 500 |  | 0 | CW | [10 empty] | 1.3.6.1.4.1.14519.5.2.1.1706.8040.145132160325775400802921767763 | 1.3.6.1.4.1.14519.5.2.1.1706.8040.270848068868476792757343243635 | TCIA | 10.7937/K9/TCIA.2017.umz8dv6s
HNSCC-01-0214 | ORIGINAL | PT | 127 | 2005-02-07 | PET/CT HEAD & NECK CA | 3D_FDG_H&N_NAC | 10 | GE MEDICAL SYSTEMS | Discovery RX | 41.04 | Positron Emission Tomography Image Storage | [9 empty] | FDG -- fluorodeoxyglucose | 371908928 | 6588 | 0.97 | CYLINDRICAL RING | 700\153 | NONE | 700 | 1.3.6.1.4.1.14519.5.2.1.1706.8040.279607447835521384421758592757 | 1.3.6.1.4.1.14519.5.2.1.1706.8040.144442138063573646702882472262 | TCIA | 10.7937/K9/TCIA.2017.umz8dv6s
HNSCC-01-0214 | ORIGINAL | PT | 127 | 2005-02-07 | PET/CT HEAD & NECK CA | PET_AC_3D_FDG_H&N | 11 | GE MEDICAL SYSTEMS | Discovery RX | 41.04 | Positron Emission Tomography Image Storage | [9 empty] | FDG -- fluorodeoxyglucose | 371908928 | 6588 | 0.97 | CYLINDRICAL RING | 700\153 | NONE | 700 | 1.3.6.1.4.1.14519.5.2.1.1706.8040.279607447835521384421758592757 | 1.3.6.1.4.1.14519.5.2.1.1706.8040.274889037053954890485845659430 | TCIA | 10.7937/K9/TCIA.2017.umz8dv6s
HNSCC-01-0214 | ORIGINAL | PT | 247 | 2005-02-07 | PET/CT HEAD & NECK CA | PET_NAC_3D_FDG | 4 | GE MEDICAL SYSTEMS | Discovery RX | 41.04 | Positron Emission Tomography Image Storage | [9 empty] | FDG -- fluorodeoxyglucose | 371908928 | 6588 | 0.97 | CYLINDRICAL RING | 700\153 | NONE | 700 | 1.3.6.1.4.1.14519.5.2.1.1706.8040.279607447835521384421758592757 | 1.3.6.1.4.1.14519.5.2.1.1706.8040.298383725919948001729148895821 | TCIA | 10.7937/K9/TCIA.2017.umz8dv6s
HNSCC-01-0214 | ORIGINAL | CT | 247 | 2005-02-07 | PET/CT HEAD & NECK CA | CT Soft | 2 | GE MEDICAL SYSTEMS | Discovery RX | dm09_dvctsp1.23 | CT Image Storage | 120 | HELICAL MODE | 500 | 500 | 949.075 | 0 | CW | 500 | 55 | [8 empty] | 1.3.6.1.4.1.14519.5.2.1.1706.8040.279607447835521384421758592757 | 1.3.6.1.4.1.14519.5.2.1.1706.8040.318779954666023481271422907387 | TCIA | 10.7937/K9/TCIA.2017.umz8dv6s
HNSCC-01-0214 | ORIGINAL | PT | 247 | 2005-02-07 | PET/CT HEAD & NECK CA | PET_AC_3D_FDG | 5 | GE MEDICAL SYSTEMS | Discovery RX | 41.04 | Positron Emission Tomography Image Storage | [9 empty] | FDG -- fluorodeoxyglucose | 371908928 | 6588 | 0.97 | CYLINDRICAL RING | 700\153 | NONE | 700 | 1.3.6.1.4.1.14519.5.2.1.1706.8040.279607447835521384421758592757 | 1.3.6.1.4.1.14519.5.2.1.1706.8040.418503298257905851462756065530 | TCIA | 10.7937/K9/TCIA.2017.umz8dv6s
HNSCC-01-0215 | ORIGINAL | PT | 207 | 2004-06-26 | PET/CT HEAD&NECK CA IN | PET_NAC_3D_FDG | 4 | GE MEDICAL SYSTEMS | Discovery RX | 41.04 | Positron Emission Tomography Image Storage | [9 empty] | FDG -- fluorodeoxyglucose | 367041056 | 6588 | 0.97 | CYLINDRICAL RING | 700\153 | NONE | 700 | 1.3.6.1.4.1.14519.5.2.1.1706.8040.291843161310879037733947737016 | 1.3.6.1.4.1.14519.5.2.1.1706.8040.217443674460125929026620786025 | TCIA | 10.7937/K9/TCIA.2017.umz8dv6s
HNSCC-01-0215 | ORIGINAL | PT | 127 | 2004-06-26 | PET/CT HEAD&NECK CA IN | PET_AC_3D_FDG_H&N | 11 | GE MEDICAL SYSTEMS | Discovery RX | 41.04 | Positron Emission Tomography Image Storage | [9 empty] | FDG -- fluorodeoxyglucose | 367041056 | 6588 | 0.97 | CYLINDRICAL RING | 700\153 | NONE | 700 | 1.3.6.1.4.1.14519.5.2.1.1706.8040.291843161310879037733947737016 | 1.3.6.1.4.1.14519.5.2.1.1706.8040.246829658523098754571343732546 | TCIA | 10.7937/K9/TCIA.2017.umz8dv6s
HNSCC-01-0215 | ORIGINAL | CT | 127 | 2004-06-26 | PET/CT HEAD&NECK CA IN | CT Soft | 7 | GE MEDICAL SYSTEMS | Discovery RX | dm09_dvctsp1.23 | CT Image Storage | 100 | HELICAL MODE | 500 | 500 | 949.075 | 0 | CW | 500 | 55 | [8 empty] | 1.3.6.1.4.1.14519.5.2.1.1706.8040.291843161310879037733947737016 | 1.3.6.1.4.1.14519.5.2.1.1706.8040.250634822096599716026462238016 | TCIA | 10.7937/K9/TCIA.2017.umz8dv6s
HNSCC-01-0215 | ORIGINAL | CT | 207 | 2004-06-26 | PET/CT HEAD&NECK CA IN | CT Soft | 2 | GE MEDICAL SYSTEMS | Discovery RX | dm09_dvctsp1.23 | CT Image Storage | 120 | HELICAL MODE | 500 | 500 | 949.075 | 0 | CW | 500 | 55 | [8 empty] | 1.3.6.1.4.1.14519.5.2.1.1706.8040.291843161310879037733947737016 | 1.3.6.1.4.1.14519.5.2.1.1706.8040.309107547983083679588730880188 | TCIA | 10.7937/K9/TCIA.2017.umz8dv6s
HNSCC-01-0215 | ORIGINAL | PT | 207 | 2004-06-26 | PET/CT HEAD&NECK CA IN | PET_AC_3D_FDG | 5 | GE MEDICAL SYSTEMS | Discovery RX | 41.04 | Positron Emission Tomography Image Storage | [9 empty] | FDG -- fluorodeoxyglucose | 367041056 | 6588 | 0.97 | CYLINDRICAL RING | 700\153 | NONE | 700 | 1.3.6.1.4.1.14519.5.2.1.1706.8040.291843161310879037733947737016 | 1.3.6.1.4.1.14519.5.2.1.1706.8040.642405480502994405696543048903 | TCIA | 10.7937/K9/TCIA.2017.umz8dv6s
HNSCC-01-0215 | ORIGINAL | PT | 127 | 2004-06-26 | PET/CT HEAD&NECK CA IN | 3D_FDG_H&N_NAC | 10 | GE MEDICAL SYSTEMS | Discovery RX | 41.04 | Positron Emission Tomography Image Storage | [9 empty] | FDG -- fluorodeoxyglucose | 367041056 | 6588 | 0.97 | CYLINDRICAL RING | 700\153 | NONE | 700 | 1.3.6.1.4.1.14519.5.2.1.1706.8040.291843161310879037733947737016 | 1.3.6.1.4.1.14519.5.2.1.1706.8040.908878955163346716643207571667 | TCIA | 10.7937/K9/TCIA.2017.umz8dv6s
HNSCC-01-0215 | NULL | RTPLAN | 1 | 2004-08-31 | RT SIMULATION | NULL | 1 | ADAC | Pinnacle3 | 9.8 | RT Plan Storage | [17 empty] | 1.3.6.1.4.1.14519.5.2.1.1706.8040.111879964906854311816130180383 | 1.3.6.1.4.1.14519.5.2.1.1706.8040.121999065312740788287999518260 | TCIA | 10.7937/K9/TCIA.2017.umz8dv6s
HNSCC-01-0215 | NULL | RTDOSE | 1 | 2004-08-31 | RT SIMULATION | NULL | 1 | ADAC | Pinnacle3 | 9.8 | RT Dose Storage | [17 empty] | 1.3.6.1.4.1.14519.5.2.1.1706.8040.111879964906854311816130180383 | 1.3.6.1.4.1.14519.5.2.1.1706.8040.140177997846091035415791277959 | TCIA | 10.7937/K9/TCIA.2017.umz8dv6s
HNSCC-01-0215 | NULL | RTSTRUCT | 1 | 2004-08-31 | RT SIMULATION | NULL | 1 | ADAC | Pinnacle3 | 9.8 | RT Structure Set Storage | [17 empty] | 1.3.6.1.4.1.14519.5.2.1.1706.8040.111879964906854311816130180383 | 1.3.6.1.4.1.14519.5.2.1.1706.8040.199715730601381251950528022272 | TCIA | 10.7937/K9/TCIA.2017.umz8dv6s
HNSCC-01-0215 | ORIGINAL | CT | 170 | 2004-08-31 | RT SIMULATION | NULL | 5 | Philips | Mx8000 IDT 16 | 4.2.1 | CT Image Storage | 120 | HELIX | 500 | 500 |  | 0 | CW | [10 empty] | 1.3.6.1.4.1.14519.5.2.1.1706.8040.111879964906854311816130180383 | 1.3.6.1.4.1.14519.5.2.1.1706.8040.577826754247456849235573960798 | TCIA | 10.7937/K9/TCIA.2017.umz8dv6s
HNSCC-01-0215 | ORIGINAL | PT | 247 | 2005-01-28 | PET/CT HEAD & NECK CA | pet_ac_3d | 5 | GE MEDICAL SYSTEMS | Discovery STE | 41.04 | Positron Emission Tomography Image Storage | [9 empty] | FDG -- fluorodeoxyglucose | 338844608 | 6588 | 0.97 | CYLINDRICAL RING | 700\153 | NONE | 700 | 1.3.6.1.4.1.14519.5.2.1.1706.8040.160106697283144920983172492162 | 1.3.6.1.4.1.14519.5.2.1.1706.8040.123444941779302611590160622461 | TCIA | 10.7937/K9/TCIA.2017.umz8dv6s
HNSCC-01-0215 | ORIGINAL | PT | 127 | 2005-01-28 | PET/CT HEAD & NECK CA | PET_NAC_HEAD 3D | 10 | GE MEDICAL SYSTEMS | Discovery STE | 41.04 | Positron Emission Tomography Image Storage | [9 empty] | FDG -- fluorodeoxyglucose | 338844608 | 6588 | 0.97 | CYLINDRICAL RING | 700\153 | NONE | 700 | 1.3.6.1.4.1.14519.5.2.1.1706.8040.160106697283144920983172492162 | 1.3.6.1.4.1.14519.5.2.1.1706.8040.149947256980788992243190946210 | TCIA | 10.7937/K9/TCIA.2017.umz8dv6s
HNSCC-01-0215 | ORIGINAL | PT | 127 | 2005-01-28 | PET/CT HEAD & NECK CA | PET_AC_HEAD 3D | 11 | GE MEDICAL SYSTEMS | Discovery STE | 41.04 | Positron Emission Tomography Image Storage | [9 empty] | FDG -- fluorodeoxyglucose | 338844608 | 6588 | 0.97 | CYLINDRICAL RING | 700\153 | NONE | 700 | 1.3.6.1.4.1.14519.5.2.1.1706.8040.160106697283144920983172492162 | 1.3.6.1.4.1.14519.5.2.1.1706.8040.179177566082955877100038373505 | TCIA | 10.7937/K9/TCIA.2017.umz8dv6s
HNSCC-01-0215 | ORIGINAL | PT | 247 | 2005-01-28 | PET/CT HEAD & NECK CA | PET_NO AC 3DIR | 4 | GE MEDICAL SYSTEMS | Discovery STE | 41.04 | Positron Emission Tomography Image Storage | [9 empty] | FDG -- fluorodeoxyglucose | 338844608 | 6588 | 0.97 | CYLINDRICAL RING | 700\153 | NONE | 700 | 1.3.6.1.4.1.14519.5.2.1.1706.8040.160106697283144920983172492162 | 1.3.6.1.4.1.14519.5.2.1.1706.8040.246574594932935706204124737330 | TCIA | 10.7937/K9/TCIA.2017.umz8dv6s
HNSCC-01-0215 | ORIGINAL | CT | 127 | 2005-01-28 | PET/CT HEAD & NECK CA | CT Atten Cor H&N | 7 | GE MEDICAL SYSTEMS | Discovery STE | dm09_hl2sp1.23 | CT Image Storage | 120 | HELICAL MODE | 500 | 500 | 949.075 | 0 | CW | 566 | 27.5 | [8 empty] | 1.3.6.1.4.1.14519.5.2.1.1706.8040.160106697283144920983172492162 | 1.3.6.1.4.1.14519.5.2.1.1706.8040.264272987356020701465503631955 | TCIA | 10.7937/K9/TCIA.2017.umz8dv6s
HNSCC-01-0215 | ORIGINAL | CT | 247 | 2005-01-28 | PET/CT HEAD & NECK CA | CT Atten Cor Head IN | 2 | GE MEDICAL SYSTEMS | Discovery STE | dm09_hl2sp1.23 | CT Image Storage | 120 | HELICAL MODE | 500 | 500 | 949.075 | 0 | CW | 566 | 27.5 | [8 empty] | 1.3.6.1.4.1.14519.5.2.1.1706.8040.160106697283144920983172492162 | 1.3.6.1.4.1.14519.5.2.1.1706.8040.311135462296099736714930402758 | TCIA | 10.7937/K9/TCIA.2017.umz8dv6s